## List
Area | ID | Location | Type | Module(s) | Model Number | Description
B | RIO-P800-4.R0 | CP-B820-1 | Rack | N/A | BMX XBP 1200 | X80 Xbus 12 Slot Rack
B | RIO-P800-4.R0 | CP-B820-1 | PS | N/A | BMX CPS 3020 | X80 Power Supply module 24 VDC - 31.2 W
B | RIO-P800-4.R0 | CP-B820-1 | Comm | 0 | BME CRA 312 10 | X80 Ethernet RIO drop adaptor
B | RIO-P800-4.R0 | CP-B820-1 | DI | 1 | BMX DAI 1604 | X80 Discrete Input, 16 point, 110 VAC
B | RIO-P800-4.R0 | CP-B820-1 | Cordset | 1 | 990ADBLYX80103 | Custom Cord - Type 1
B | RIO-P800-4.R0 | CP-B820-1 | DI | 2 | BMX DAI 1604 | X80 Discrete Input, 16 point, 110 VAC
B | RIO-P800-4.R0 | CP-B820-1 | Cordset | 2 | 990ADBLYX80103 | Custom Cord - Type 1
B | RIO-P800-4.R0 | CP-B820-1 | DI | 3 | BMX DAI 1604 | X80 Discrete Input, 16 point, 110 VAC
B | RIO-P800-4.R0 | CP-B820-1 | Cordset | 3 | 990ADBLYX80103 | Custom Cord - Type 1
B | RIO-P800-4.R0 | CP-B820-1 | DI | 4 | BMX DAI 1604 | X80 Discrete Input, 16 point, 110 VAC
B | RIO-P800-4.R0 | CP-B820-1 | Cordset | 4 | 990ADBLYX80103 | Custom Cord - Type 1
B | RIO-P800-4.R0 | CP-B820-1 | DI | 5 | BMX DAI 1604 | X80 Discrete Input, 16 point, 110 VAC
B | RIO-P800-4.R0 | CP-B820-1 | Cordset | 5 | 990ADBLYX80103 | Custom Cord - Type 1
B | RIO-P800-4.R0 | CP-B820-1 | DI | 6 | BMX DAI 1604 | X80 Discrete Input, 16 point, 110 VAC
B | RIO-P800-4.R0 | CP-B820-1 | Cordset | 6 | 990ADBLYX80103 | Custom Cord - Type 1
B | RIO-P800-4.R0 | CP-B820-1 | DI | 7 | BMX DAI 1604 | X80 Discrete Input, 16 point, 110 VAC
B | RIO-P800-4.R0 | CP-B820-1 | Cordset | 7 | 990ADBLYX80103 | Custom Cord - Type 1
B | RIO-P800-4.R0 | CP-B820-1 | DI | 8 | BMX DAI 1604 | X80 Discrete Input, 16 point, 110 VAC
B | RIO-P800-4.R0 | CP-B820-1 | Cordset | 8 | 990ADBLYX80103 | Custom Cord - Type 1
B | RIO-P800-4.R0 | CP-B820-1 | DI | 9 | BMX DAI 1604 | X80 Discrete Input, 16 point, 110 VAC
B | RIO-P800-4.R0 | CP-B820-1 | Cordset | 9 | 990ADBLYX80103 | Custom Cord - Type 1
B | RIO-P800-4.R0 | CP-B820-1 | Space | 10 | BMX XEM 010 | Empty Module with hinged cover
B | RIO-P800-4.R0 | CP-B820-1 | Space | 11 | BMX XEM 010 | Empty Module with hinged cover
B | RIO-P800-4.R0 | CP-B820-1 | Accessory | N/A | BMX XBE 1000 | X80 Backplane expander module
B | RIO-P800-4.R0 | CP-B820-1 | Accessory | N/A | TSX TLY EX | X80 Line Terminators - for rack end - set of 2
B | RIO-P800-4.R0 | CP-B820-1 | Accessory | N/A | BMX XBC 008K | X80 Backplane extension cable - 0.8 m
B | RIO-P800-4.R1 | CP-B820-1 | Rack | N/A | BMX XBP 1200 | X80 Xbus 12 Slot Rack
B | RIO-P800-4.R1 | CP-B820-1 | PS | N/A | BMX CPS 3020 | X80 Power Supply module 24 VDC - 31.2 W
B | RIO-P800-4.R1 | CP-B820-1 | DI | 0 | BMX DDI 3202K | X80 Discrete Input, 32 point, 24 VDC
B | RIO-P800-4.R1 | CP-B820-1 | Cordset | 0 | BMX FCW 303 | 40-way Terminal Cord Set
B | RIO-P800-4.R1 | CP-B820-1 | DO | 1 | BMX DDO 1602 | X80 Discrete Output, 16 point, 24 VDC
B | RIO-P800-4.R1 | CP-B820-1 | Cordset | 1 | 990ADBLYX80104 | Custom Cord - Type 2
B | RIO-P800-4.R1 | CP-B820-1 | DO | 2 | BMX DDO 1602 | X80 Discrete Output, 16 point, 24 VDC
B | RIO-P800-4.R1 | CP-B820-1 | Cordset | 2 | 990ADBLYX80104 | Custom Cord - Type 2
B | RIO-P800-4.R1 | CP-B820-1 | Space | 3 | BMX XEM 010 | Empty Module with hinged cover
B | RIO-P800-4.R1 | CP-B820-1 | Space | 4 | BMX XEM 010 | Empty Module with hinged cover
B | RIO-P800-4.R1 | CP-B820-1 | AI | 5 | BMX AMI 0810 | X80 Analog Input 8 point, 4-20 mA, isolated
B | RIO-P800-4.R1 | CP-B820-1 | Cordset | 5 | 990ADBLYX80101 | Custom Cord - Type 3
B | RIO-P800-4.R1 | CP-B820-1 | AI | 6 | BMX AMI 0810 | X80 Analog Input 8 point, 4-20 mA, isolated
B | RIO-P800-4.R1 | CP-B820-1 | Cordset | 6 | 990ADBLYX80101 | Custom Cord - Type 3
B | RIO-P800-4.R1 | CP-B820-1 | AO | 7 | BMX AMO 0802 | X80 Analog Output 8 point, 4-20 mA,non-isolated
B | RIO-P800-4.R1 | CP-B820-1 | Cordset | 7 | 990ADBLYX80102 | Custom Cord - Type 4
B | RIO-P800-4.R1 | CP-B820-1 | AO | 8 | BMX AMO 0802 | X80 Analog Output 8 point, 4-20 mA,non-isolated
B | RIO-P800-4.R1 | CP-B820-1 | Cordset | 8 | 990ADBLYX80102 | Custom Cord - Type 4
B | RIO-P800-4.R1 | CP-B820-1 | Space | 9 | BMX XEM 010 | Empty Module with hinged cover
B | RIO-P800-4.R1 | CP-B820-1 | Space | 10 | BMX XEM 010 | Empty Module with hinged cover
B | RIO-P800-4.R1 | CP-B820-1 | Space | 11 | BMX XEM 010 | Empty Module with hinged cover
B | RIO-P800-4.R1 | CP-B820-1 | Accessory | N/A | BMX XBE 1000 | X80 Backplane expander module
C | PLC-C800-A | CP-C820 | Rack | N/A | BME XBP 0800 | X80 Xbus+Ethernet 8 Slot Rack
C | PLC-C800-A | CP-C820 | PS | N/A | BMX CPS 3020 | X80 Power Supply module 24 VDC - 31.2 W
C | PLC-C800-A | CP-C820 | Accessory | N/A | 490NAC0100 | Hot standby SFP socket - RJ45
C | PLC-C800-A | CP-C820 | CPU | 0,1 | BME H58 4040 | M580 Hot Standby Processor
C | PLC-C800-A | CP-C820 | Comm | 2 | BME NOC 0301 | M580 Ethernet DIO network communication module
C | PLC-C800-A | CP-C820 | Comm | 3 | BME NOC 0321 | M580 Ethernet control network communication module
C | PLC-C800-A | CP-C820 | Space | 4 | BMX XEM 010 | Empty Module with hinged cover
C | PLC-C800-A | CP-C820 | Comm | 5 | BME NOC 0301 | M580 Ethernet DIO network communication module
C | PLC-C800-A | CP-C820 | Space | 6 | BMX XEM 010 | Empty Module with hinged cover
C | PLC-C800-A | CP-C820 | Space | 7 | BMX XEM 010 | Empty Module with hinged cover
C | PLC-C800-B | CP-C820 | Rack | N/A | BME XBP 0800 | X80 Xbus+Ethernet 8 Slot Rack
C | PLC-C800-B | CP-C820 | PS | N/A | BMX CPS 3020 | X80 Power Supply module 24 VDC - 31.2 W
C | PLC-C800-B | CP-C820 | Accessory | N/A | 490NAC0100 | Hot standby SFP socket - RJ45
C | PLC-C800-B | CP-C820 | CPU | 0,1 | BME H58 4040 | M580 Hot Standby Processor
C | PLC-C800-B | CP-C820 | Comm | 2 | BME NOC 0301 | M580 Ethernet DIO network communication module
C | PLC-C800-B | CP-C820 | Comm | 3 | BME NOC 0321 | M580 Ethernet control network communication module
C | PLC-C800-B | CP-C820 | Space | 4 | BMX XEM 010 | Empty Module with hinged cover
C | PLC-C800-B | CP-C820 | Comm | 5 | BME NOC 0301 | M580 Ethernet DIO network communication module
C | PLC-C800-B | CP-C820 | Space | 6 | BMX XEM 010 | Empty Module with hinged cover
C | PLC-C800-B | CP-C820 | Space | 7 | BMX XEM 010 | Empty Module with hinged cover
C | PLC-C806.R0 | CP-C826 | Rack | N/A | BME XBP 1200 | X80 XBus+Ethernet 12 Slot Rack
C | PLC-C806.R0 | CP-C826 | PS | N/A | BMX CPS 3020 | X80 Power Supply module 24 VDC - 31.2 W
C | PLC-C806.R0 | CP-C826 | CPU | 0,1 | BME P58 2040 | M580 Processor
C | PLC-C806.R0 | CP-C826 | Comm | 2 | BME NOC 0301 | M580 Ethernet DIO network communication module
C | PLC-C806.R0 | CP-C826 | Space | 3 | BMX XEM 010 | Empty Module with hinged cover
C | PLC-C806.R0 | CP-C826 | DI | 4 | BMX DDI 3202K | X80 Discrete Input, 32 point, 24 VDC
C | PLC-C806.R0 | CP-C826 | Cordset | 4 | BMX FCW 303 | 40-way Terminal Cord Set
C | PLC-C806.R0 | CP-C826 | DI | 5 | BMX DDI 3202K | X80 Discrete Input, 32 point, 24 VDC
C | PLC-C806.R0 | CP-C826 | Cordset | 5 | BMX FCW 303 | 40-way Terminal Cord Set
C | PLC-C806.R0 | CP-C826 | Space | 6 | BMX XEM 010 | Empty Module with hinged cover
C | PLC-C806.R0 | CP-C826 | DO | 7 | BMX DDO 1602 | X80 Discrete Output, 16 point, 24 VDC
C | PLC-C806.R0 | CP-C826 | Cordset | 7 | BMX FTB 2010 | Screw Clamp Terminal Block
C | PLC-C806.R0 | CP-C826 | Space | 8 | BMX XEM 010 | Empty Module with hinged cover
C | PLC-C806.R0 | CP-C826 | AI | 9 | BMX AMI 0810 | X80 Analog Input 8 point, 4-20 mA, isolated
C | PLC-C806.R0 | CP-C826 | Cordset | 9 | BMX FTW 308S | 28-Way Removable Terminal Block with Flying Leads
C | PLC-C806.R0 | CP-C826 | AI | 10 | BMX AMI 0810 | X80 Analog Input 8 point, 4-20 mA, isolated
C | PLC-C806.R0 | CP-C826 | Cordset | 10 | BMX FTW 308S | 28-Way Removable Terminal Block with Flying Leads
C | PLC-C806.R0 | CP-C826 | AI | 11 | BMX AMI 0810 | X80 Analog Input 8 point, 4-20 mA, isolated
C | PLC-C806.R0 | CP-C826 | Cordset | 11 | BMX FTW 308S | 28-Way Removable Terminal Block with Flying Leads
C | PLC-C806.R0 | CP-C826 | Accessory | N/A | BMX XBE 1000 | X80 Backplane expander module
C | PLC-C806.R0 | CP-C826 | Accessory | N/A | TSX TLY EX | X80 Line Terminators - for rack end - set of 2
C | PLC-C806.R0 | CP-C826 | Accessory | N/A | BMX XBC 008K | X80 Backplane extension cable - 0.8 m
C | PLC-C806.R1 | CP-C826 | Rack | N/A | BMX XBP 0400 | X80 Xbus 4 Slot Rack
C | PLC-C806.R1 | CP-C826 | PS | N/A | BMX CPS 3020 | X80 Power Supply module 24 VDC - 31.2 W
C | PLC-C806.R1 | CP-C826 | AI | 0 | BMX AMI 0810 | X80 Analog Input 8 point, 4-20 mA, isolated
C | PLC-C806.R1 | CP-C826 | Cordset | 0 | BMX FTW 308S | 28-Way Removable Terminal Block with Flying Leads
C | PLC-C806.R1 | CP-C826 | AO | 1 | BMX AMO 0410 | X80 Analog Output 4 points, 4-20 mA, isolated
C | PLC-C806.R1 | CP-C826 | Cordset | 1 | BMX FTB 2010 | Screw Clamp Terminal Block
C | PLC-C806.R1 | CP-C826 | AO | 2 | BMX AMO 0410 | X80 Analog Output 4 points, 4-20 mA, isolated
C | PLC-C806.R1 | CP-C826 | Cordset | 2 | BMX FTB 2010 | Screw Clamp Terminal Block
C | PLC-C806.R1 | CP-C826 | Space | 3 | BMX XEM 010 | Empty Module with hinged cover
C | PLC-C806.R1 | CP-C826 | Accessory | N/A | BMX XBE 1000 | X80 Backplane expander module
C | RIO-C800-1.R0 | CP-C821 | Rack | - | BME XBP 1200 | X80 XBus+Ethernet 12 Slot Rack
C | RIO-C800-1.R0 | CP-C821 | Comm | 0 | BME CRA 312 10 | X80 Ethernet RIO drop adaptor
C | RIO-C800-1.R0 | CP-C821 | DI | 1 | BMX DDI 3202K | X80 Discrete Input, 32 point, 24 VDC
C | RIO-C800-1.R0 | CP-C821 | Cordset | 1 | BMX FCW 303 | 40-way Terminal Cord Set
C | RIO-C800-1.R0 | CP-C821 | DI | 2 | BMX DDI 3202K | X80 Discrete Input, 32 point, 24 VDC
C | RIO-C800-1.R0 | CP-C821 | Cordset | 2 | BMX FCW 303 | 40-way Terminal Cord Set
C | RIO-C800-1.R0 | CP-C821 | DI | 3 | BMX DDI 3202K | X80 Discrete Input, 32 point, 24 VDC
C | RIO-C800-1.R0 | CP-C821 | Cordset | 3 | BMX FCW 303 | 40-way Terminal Cord Set
C | RIO-C800-1.R0 | CP-C821 | DI | 4 | BMX DDI 3202K | X80 Discrete Input, 32 point, 24 VDC
C | RIO-C800-1.R0 | CP-C821 | Cordset | 4 | BMX FCW 303 | 40-way Terminal Cord Set
C | RIO-C800-1.R0 | CP-C821 | DI | 5 | BMX DDI 3202K | X80 Discrete Input, 32 point, 24 VDC
C | RIO-C800-1.R0 | CP-C821 | Cordset | 5 | BMX FCW 303 | 40-way Terminal Cord Set
C | RIO-C800-1.R0 | CP-C821 | Space | 6 | BMX XEM 010 | Empty Module with hinged cover
C | RIO-C800-1.R0 | CP-C821 | DO | 7 | BMX DDO 1602 | X80 Discrete Output, 16 point, 24 VDC
C | RIO-C800-1.R0 | CP-C821 | Cordset | 7 | BMX FTB 2010 | Screw Clamp Terminal Block
C | RIO-C800-1.R0 | CP-C821 | DO | 8 | BMX DDO 1602 | X80 Discrete Output, 16 point, 24 VDC
C | RIO-C800-1.R0 | CP-C821 | Cordset | 8 | BMX FTB 2010 | Screw Clamp Terminal Block
C | RIO-C800-1.R0 | CP-C821 | DO | 9 | BMX DDO 1602 | X80 Discrete Output, 16 point, 24 VDC
C | RIO-C800-1.R0 | CP-C821 | Cordset | 9 | BMX FTB 2010 | Screw Clamp Terminal Block
C | RIO-C800-1.R0 | CP-C821 | Space | 10 | BMX XEM 010 | Empty Module with hinged cover
C | RIO-C800-1.R0 | CP-C821 | AI | 11 | BMX AMI 0810 | X80 Analog Input 8 point, 4-20 mA, isolated
C | RIO-C800-1.R0 | CP-C821 | Cordset | 11 | BMX FTW 308S | 28-Way Removable Terminal Block with Flying Leads
C | RIO-C800-1.R0 | CP-C821 | Accessory | N/A | BMX XBE 1000 | X80 Backplane expander module
C | RIO-C800-1.R0 | CP-C821 | Accessory | N/A | TSX TLY EX | X80 Line Terminators - for rack end - set of 2
C | RIO-C800-1.R0 | CP-C821 | Accessory | N/A | BMX XBC 008K | X80 Backplane extension cable - 0.8 m
C | RIO-C800-1.R0 | CP-C821 | PS | N/A | BMX CPS 3020 | X80 Power Supply module 24 VDC - 31.2 W
C | RIO-C800-1.R1 | CP-C821 | PS | N/A | BMX CPS 3020 | X80 Power Supply module 24 VDC - 31.2 W
C | RIO-C800-1.R1 | CP-C821 | Rack | N/A | BMX XBP 0400 | X80 Xbus 4 Slot Rack
C | RIO-C800-1.R1 | CP-C821 | AO | 0 | BMX AMO 0410 | X80 Analog Output 4 points, 4-20 mA, isolated
C | RIO-C800-1.R1 | CP-C821 | Cordset | 0 | BMX FTB 2010 | Screw Clamp Terminal Block
C | RIO-C800-1.R1 | CP-C821 | AO | 1 | BMX AMO 0410 | X80 Analog Output 4 points, 4-20 mA, isolated
C | RIO-C800-1.R1 | CP-C821 | Cordset | 1 | BMX FTB 2010 | Screw Clamp Terminal Block
C | RIO-C800-1.R1 | CP-C821 | AO | 2 | BMX AMO 0410 | X80 Analog Output 4 points, 4-20 mA, isolated
C | RIO-C800-1.R1 | CP-C821 | Cordset | 2 | BMX FTB 2010 | Screw Clamp Terminal Block
C | RIO-C800-1.R1 | CP-C821 | Space | 3 | BMX XEM 010 | Empty Module with hinged cover
C | RIO-C800-1.R1 | CP-C821 | Accessory | N/A | BMX XBE 1000 | X80 Backplane expander module
C | RIO-C800-2.R0 | CP-C822 | Rack | N/A | BME XBP 1200 | X80 XBus+Ethernet 12 Slot Rack
C | RIO-C800-2.R0 | CP-C822 | Comm | 0 | BME CRA 312 10 | X80 Ethernet RIO drop adaptor
C | RIO-C800-2.R0 | CP-C822 | DI | 1 | BMX DDI 3202K | X80 Discrete Input, 32 point, 24 VDC
C | RIO-C800-2.R0 | CP-C822 | Cordset | 1 | BMX FCW 303 | 40-way Terminal Cord Set
C | RIO-C800-2.R0 | CP-C822 | DI | 2 | BMX DDI 3202K | X80 Discrete Input, 32 point, 24 VDC
C | RIO-C800-2.R0 | CP-C822 | Cordset | 2 | BMX FCW 303 | 40-way Terminal Cord Set
C | RIO-C800-2.R0 | CP-C822 | DI | 3 | BMX DDI 3202K | X80 Discrete Input, 32 point, 24 VDC
C | RIO-C800-2.R0 | CP-C822 | Cordset | 3 | BMX FCW 303 | 40-way Terminal Cord Set
C | RIO-C800-2.R0 | CP-C822 | DI | 4 | BMX DDI 3202K | X80 Discrete Input, 32 point, 24 VDC
C | RIO-C800-2.R0 | CP-C822 | Cordset | 4 | BMX FCW 303 | 40-way Terminal Cord Set
C | RIO-C800-2.R0 | CP-C822 | DI | 5 | BMX DDI 3202K | X80 Discrete Input, 32 point, 24 VDC
C | RIO-C800-2.R0 | CP-C822 | Cordset | 5 | BMX FCW 303 | 40-way Terminal Cord Set
C | RIO-C800-2.R0 | CP-C822 | Space | 6 | BMX XEM 010 | Empty Module with hinged cover
C | RIO-C800-2.R0 | CP-C822 | Cordset | 7 | BMX FTB 2010 | Screw Clamp Terminal Block
C | RIO-C800-2.R0 | CP-C822 | DO | 7 | BMX DDO 1602 | X80 Discrete Output, 16 point, 24 VDC
C | RIO-C800-2.R0 | CP-C822 | Cordset | 8 | BMX FTB 2010 | Screw Clamp Terminal Block
C | RIO-C800-2.R0 | CP-C822 | DO | 8 | BMX DDO 1602 | X80 Discrete Output, 16 point, 24 VDC
C | RIO-C800-2.R0 | CP-C822 | Cordset | 9 | BMX FTB 2010 | Screw Clamp Terminal Block
C | RIO-C800-2.R0 | CP-C822 | DO | 9 | BMX DDO 1602 | X80 Discrete Output, 16 point, 24 VDC
C | RIO-C800-2.R0 | CP-C822 | Space | 10 | BMX XEM 010 | Empty Module with hinged cover
C | RIO-C800-2.R0 | CP-C822 | Cordset | 11 | BMX FTW 308S | 28-Way Removable Terminal Block with Flying Leads
C | RIO-C800-2.R0 | CP-C822 | AI | 11 | BMX AMI 0810 | X80 Analog Input 8 point, 4-20 mA, isolated
C | RIO-C800-2.R0 | CP-C822 | Accessory | N/A | BMX XBE 1000 | X80 Backplane expander module
C | RIO-C800-2.R0 | CP-C822 | Accessory | N/A | TSX TLY EX | X80 Line Terminators - for rack end - set of 2
C | RIO-C800-2.R0 | CP-C822 | Accessory | N/A | BMX XBC 008K | X80 Backplane extension cable - 0.8 m
C | RIO-C800-2.R0 | CP-C822 | PS | N/A | BMX CPS 3020 | X80 Power Supply module 24 VDC - 31.2 W
C | RIO-C800-2.R1 | CP-C822 | PS | N/A | BMX CPS 2010 | X80 Power Supply module 24 VDC - 16.8 W
C | RIO-C800-2.R1 | CP-C822 | AO | 0 | BMX AMO 0410 | X80 Analog Output 4 points, 4-20 mA, isolated
C | RIO-C800-2.R1 | CP-C822 | Cordset | 0 | BMX FTB 2010 | Screw Clamp Terminal Block
C | RIO-C800-2.R1 | CP-C822 | AO | 1 | BMX AMO 0410 | X80 Analog Output 4 points, 4-20 mA, isolated
C | RIO-C800-2.R1 | CP-C822 | Cordset | 1 | BMX FTB 2010 | Screw Clamp Terminal Block
C | RIO-C800-2.R1 | CP-C822 | AO | 2 | BMX AMO 0410 | X80 Analog Output 4 points, 4-20 mA, isolated
C | RIO-C800-2.R1 | CP-C822 | Cordset | 2 | BMX FTB 2010 | Screw Clamp Terminal Block
C | RIO-C800-2.R1 | CP-C822 | Space | 3 | BMX XEM 010 | Empty Module with hinged cover
C | RIO-C800-2.R1 | CP-C822 | Rack | - | BMX XBP 0400 | X80 Xbus 4 Slot Rack
C | RIO-C800-2.R1 | CP-C822 | Accessory | N/A | BMX XBE 1000 | X80 Backplane expander module
C | RIO-C800-3.R0 | CP-C823 | Rack | N/A | BME XBP 1200 | X80 XBus+Ethernet 12 Slot Rack
C | RIO-C800-3.R0 | CP-C823 | PS | N/A | BMX CPS 3020 | X80 Power Supply module 24 VDC - 31.2 W
C | RIO-C800-3.R0 | CP-C823 | Comm | 0 | BME CRA 312 10 | X80 Ethernet RIO drop adaptor
C | RIO-C800-3.R0 | CP-C823 | DI | 1 | BMX DDI 3202K | X80 Discrete Input, 32 point, 24 VDC
C | RIO-C800-3.R0 | CP-C823 | Cordset | 1 | BMX FCW 303 | 40-way Terminal Cord Set
C | RIO-C800-3.R0 | CP-C823 | DI | 2 | BMX DDI 3202K | X80 Discrete Input, 32 point, 24 VDC
C | RIO-C800-3.R0 | CP-C823 | Cordset | 2 | BMX FCW 303 | 40-way Terminal Cord Set
C | RIO-C800-3.R0 | CP-C823 | DI | 3 | BMX DDI 3202K | X80 Discrete Input, 32 point, 24 VDC
C | RIO-C800-3.R0 | CP-C823 | Cordset | 3 | BMX FCW 303 | 40-way Terminal Cord Set
C | RIO-C800-3.R0 | CP-C823 | DI | 4 | BMX DDI 3202K | X80 Discrete Input, 32 point, 24 VDC
C | RIO-C800-3.R0 | CP-C823 | Cordset | 4 | BMX FCW 303 | 40-way Terminal Cord Set
C | RIO-C800-3.R0 | CP-C823 | DO | 5 | BMX DDO 1602 | X80 Discrete Output, 16 point, 24 VDC
C | RIO-C800-3.R0 | CP-C823 | Cordset | 5 | BMX FTB 2010 | Screw Clamp Terminal Block
C | RIO-C800-3.R0 | CP-C823 | Space | 6 | BMX XEM 010 | Empty Module with hinged cover
C | RIO-C800-3.R0 | CP-C823 | AI | 7 | BMX AMI 0810 | X80 Analog Input 8 point, 4-20 mA, isolated
C | RIO-C800-3.R0 | CP-C823 | Cordset | 7 | BMX FTW 308S | 28-Way Removable Terminal Block with Flying Leads
C | RIO-C800-3.R0 | CP-C823 | AI | 8 | BMX AMI 0810 | X80 Analog Input 8 point, 4-20 mA, isolated
C | RIO-C800-3.R0 | CP-C823 | Cordset | 8 | BMX FTW 308S | 28-Way Removable Terminal Block with Flying Leads
C | RIO-C800-3.R0 | CP-C823 | AI | 9 | BMX AMI 0810 | X80 Analog Input 8 point, 4-20 mA, isolated
C | RIO-C800-3.R0 | CP-C823 | Cordset | 9 | BMX FTW 308S | 28-Way Removable Terminal Block with Flying Leads
C | RIO-C800-3.R0 | CP-C823 | Space | 10 | BMX XEM 010 | Empty Module with hinged cover
C | RIO-C800-3.R0 | CP-C823 | Space | 11 | BMX XEM 010 | Empty Module with hinged cover
C | RIO-C800-3.R0 | CP-C823 | Accessory | N/A | BMX XBE 1000 | X80 Backplane expander module
C | RIO-C800-3.R0 | CP-C823 | Accessory | N/A | TSX TLY EX | X80 Line Terminators - for rack end - set of 2
C | RIO-C800-3.R0 | CP-C823 | Accessory | N/A | BMX XBC 008K | X80 Backplane extension cable - 0.8 m
C | RIO-C800-3.R1 | CP-C823 | Rack | N/A | BMX XBP 0400 | X80 Xbus 4 Slot Rack
C | RIO-C800-3.R1 | CP-C823 | PS | N/A | BMX CPS 3020 | X80 Power Supply module 24 VDC - 31.2 W
C | RIO-C800-3.R1 | CP-C823 | AO | 0 | BMX AMO 0410 | X80 Analog Output 4 points, 4-20 mA, isolated
C | RIO-C800-3.R1 | CP-C823 | Cordset | 0 | BMX FTB 2010 | Screw Clamp Terminal Block
C | RIO-C800-3.R1 | CP-C823 | AO | 1 | BMX AMO 0410 | X80 Analog Output 4 points, 4-20 mA, isolated
C | RIO-C800-3.R1 | CP-C823 | Cordset | 1 | BMX FTB 2010 | Screw Clamp Terminal Block
C | RIO-C800-3.R1 | CP-C823 | AO | 2 | BMX AMO 0410 | X80 Analog Output 4 points, 4-20 mA, isolated
C | RIO-C800-3.R1 | CP-C823 | Cordset | 2 | BMX FTB 2010 | Screw Clamp Terminal Block
C | RIO-C800-3.R1 | CP-C823 | Space | 3 | BMX XEM 010 | Empty Module with hinged cover
C | RIO-C800-3.R1 | CP-C823 | Accessory | N/A | BMX XBE 1000 | X80 Backplane expander module
C | RIO-C806-1.R0 | CP-C827 | Rack | N/A | BME XBP 1200 | X80 XBus+Ethernet 12 Slot Rack
C | RIO-C806-1.R0 | CP-C827 | PS | N/A | BMX CPS 3020 | X80 Power Supply module 24 VDC - 31.2 W
C | RIO-C806-1.R0 | CP-C827 | Comm | 0 | BME CRA 312 10 | X80 Ethernet RIO drop adaptor
C | RIO-C806-1.R0 | CP-C827 | DI | 1 | BMX DDI 3202K | X80 Discrete Input, 32 point, 24 VDC
C | RIO-C806-1.R0 | CP-C827 | Cordset | 1 | BMX FCW 303 | 40-way Terminal Cord Set
C | RIO-C806-1.R0 | CP-C827 | DI | 2 | BMX DDI 3202K | X80 Discrete Input, 32 point, 24 VDC
C | RIO-C806-1.R0 | CP-C827 | Cordset | 2 | BMX FCW 303 | 40-way Terminal Cord Set
C | RIO-C806-1.R0 | CP-C827 | Space | 3 | BMX XEM 010 | Empty Module with hinged cover
C | RIO-C806-1.R0 | CP-C827 | DO | 4 | BMX DDO 1602 | X80 Discrete Output, 16 point, 24 VDC
C | RIO-C806-1.R0 | CP-C827 | Cordset | 4 | BMX FTB 2010 | Screw Clamp Terminal Block
C | RIO-C806-1.R0 | CP-C827 | Space | 5 | BMX XEM 010 | Empty Module with hinged cover
C | RIO-C806-1.R0 | CP-C827 | Space | 6 | BMX XEM 010 | Empty Module with hinged cover
C | RIO-C806-1.R0 | CP-C827 | AI | 7 | BMX AMI 0810 | X80 Analog Input 8 point, 4-20 mA, isolated
C | RIO-C806-1.R0 | CP-C827 | Cordset | 7 | BMX FTW 308S | 28-Way Removable Terminal Block with Flying Leads
C | RIO-C806-1.R0 | CP-C827 | AI | 8 | BMX AMI 0810 | X80 Analog Input 8 point, 4-20 mA, isolated
C | RIO-C806-1.R0 | CP-C827 | Cordset | 8 | BMX FTW 308S | 28-Way Removable Terminal Block with Flying Leads
C | RIO-C806-1.R0 | CP-C827 | AI | 9 | BMX AMI 0810 | X80 Analog Input 8 point, 4-20 mA, isolated
C | RIO-C806-1.R0 | CP-C827 | Cordset | 9 | BMX FTW 308S | 28-Way Removable Terminal Block with Flying Leads
C | RIO-C806-1.R0 | CP-C827 | AI | 10 | BMX AMI 0810 | X80 Analog Input 8 point, 4-20 mA, isolated
C | RIO-C806-1.R0 | CP-C827 | Cordset | 10 | BMX FTW 308S | 28-Way Removable Terminal Block with Flying Leads
C | RIO-C806-1.R0 | CP-C827 | Space | 11 | BMX XEM 010 | Empty Module with hinged cover
C | RIO-C806-1.R0 | CP-C827 | Accessory | N/A | BMX XBE 1000 | X80 Backplane expander module
C | RIO-C806-1.R0 | CP-C827 | Accessory | N/A | TSX TLY EX | X80 Line Terminators - for rack end - set of 2
C | RIO-C806-1.R0 | CP-C827 | Accessory | N/A | BMX XBC 008K | X80 Backplane extension cable - 0.8 m
C | RIO-C806-1.R1 | CP-C827 | Rack | N/A | BMX XBP 0400 | X80 Xbus 4 Slot Rack
C | RIO-C806-1.R1 | CP-C827 | PS | N/A | BMX CPS 3020 | X80 Power Supply module 24 VDC - 31.2 W
C | RIO-C806-1.R1 | CP-C827 | AO | 0 | BMX AMO 0410 | X80 Analog Output 4 points, 4-20 mA, isolated
C | RIO-C806-1.R1 | CP-C827 | Cordset | 0 | BMX FTB 2010 | Screw Clamp Terminal Block
C | RIO-C806-1.R1 | CP-C827 | AO | 1 | BMX AMO 0410 | X80 Analog Output 4 points, 4-20 mA, isolated
C | RIO-C806-1.R1 | CP-C827 | Cordset | 1 | BMX FTB 2010 | Screw Clamp Terminal Block
C | RIO-C806-1.R1 | CP-C827 | Space | 2 | BMX XEM 010 | Empty Module with hinged cover
C | RIO-C806-1.R1 | CP-C827 | Space | 3 | BMX XEM 010 | Empty Module with hinged cover
C | RIO-C806-1.R1 | CP-C827 | Accessory | N/A | BMX XBE 1000 | X80 Backplane expander module
D & T | PLC-D800-A | CP-D820 | Rack | N/A | BME XBP 0800 | X80 Xbus+Ethernet 8 Slot Rack
D & T | PLC-D800-A | CP-D820 | PS | N/A | BMX CPS 3020 | X80 Power Supply module 24 VDC - 31.2 W
D & T | PLC-D800-A | CP-D820 | Accessory | N/A | 490NAC0100 | Hot standby SFP socket - RJ45
D & T | PLC-D800-A | CP-D820 | CPU | 0,1 | BME H58 4040 | M580 Hot Standby Processor
D & T | PLC-D800-A | CP-D820 | Comm | 2 | BME NOC 0301 | M580 Ethernet DIO network communication module
D & T | PLC-D800-A | CP-D820 | Comm | 3 | BME NOC 0321 | M580 Ethernet control network communication module
D & T | PLC-D800-A | CP-D820 | Space | 4 | BMX XEM 010 | Empty Module with hinged cover
D & T | PLC-D800-A | CP-D820 | Space | 5 | BME NOC 0301 | M580 Ethernet DIO network communication module
D & T | PLC-D800-A | CP-D820 | Space | 6 | BMX XEM 010 | Empty Module with hinged cover
D & T | PLC-D800-A | CP-D820 | Space | 7 | BMX XEM 010 | Empty Module with hinged cover
D & T | PLC-D800-B | CP-D820 | Rack | N/A | BME XBP 0800 | X80 Xbus+Ethernet 8 Slot Rack
D & T | PLC-D800-B | CP-D820 | PS | N/A | BMX CPS 3020 | X80 Power Supply module 24 VDC - 31.2 W
D & T | PLC-D800-B | CP-D820 | Accessory | N/A | 490NAC0100 | Hot standby SFP socket - RJ45
D & T | PLC-D800-B | CP-D820 | CPU | 0,1 | BME H58 4040 | M580 Hot Standby Processor
D & T | PLC-D800-B | CP-D820 | Comm | 2 | BME NOC 0301 | M580 Ethernet DIO network communication module
D & T | PLC-D800-B | CP-D820 | Comm | 3 | BME NOC 0321 | M580 Ethernet control network communication module
D & T | RIO-D800-1.R0 | CP-D821 | Rack | N/A | BME XBP 1200 | X80 XBus+Ethernet 12 Slot Rack
D & T | RIO-D800-1.R0 | CP-D821 | PS | N/A | BMX CPS 3020 | X80 Power Supply module 24 VDC - 31.2 W
D & T | RIO-D800-1.R0 | CP-D821 | Comm | 0 | BME CRA 312 10 | X80 Ethernet RIO drop adaptor
D & T | RIO-D800-1.R0 | CP-D821 | DI | 1 | BMX DDI 3202K | X80 Discrete Input, 32 point, 24 VDC
D & T | RIO-D800-1.R0 | CP-D821 | Cordset | 1 | BMX FCW 303 | 40-way Terminal Cord Set
D & T | RIO-D800-1.R0 | CP-D821 | DI | 2 | BMX DDI 3202K | X80 Discrete Input, 32 point, 24 VDC
D & T | RIO-D800-1.R0 | CP-D821 | Cordset | 2 | BMX FCW 303 | 40-way Terminal Cord Set
D & T | RIO-D800-1.R0 | CP-D821 | DI | 3 | BMX DDI 3202K | X80 Discrete Input, 32 point, 24 VDC
D & T | RIO-D800-1.R0 | CP-D821 | Cordset | 3 | BMX FCW 303 | 40-way Terminal Cord Set
D & T | RIO-D800-1.R0 | CP-D821 | DI | 4 | BMX DDI 3202K | X80 Discrete Input, 32 point, 24 VDC
D & T | RIO-D800-1.R0 | CP-D821 | Cordset | 4 | BMX FCW 303 | 40-way Terminal Cord Set
D & T | RIO-D800-1.R0 | CP-D821 | Space | 5 | BMX XEM 010 | Empty Module with hinged cover
D & T | RIO-D800-1.R0 | CP-D821 | DO | 6 | BMX DDO 1602 | X80 Discrete Output, 16 point, 24 VDC
D & T | RIO-D800-1.R0 | CP-D821 | Cordset | 6 | BMX FTB 2010 | Screw Clamp Terminal Block
D & T | RIO-D800-1.R0 | CP-D821 | DO | 7 | BMX DDO 1602 | X80 Discrete Output, 16 point, 24 VDC
D & T | RIO-D800-1.R0 | CP-D821 | Cordset | 7 | BMX FTB 2010 | Screw Clamp Terminal Block
D & T | RIO-D800-1.R0 | CP-D821 | DO | 8 | BMX DDO 1602 | X80 Discrete Output, 16 point, 24 VDC
D & T | RIO-D800-1.R0 | CP-D821 | Cordset | 8 | BMX FTB 2010 | Screw Clamp Terminal Block
D & T | RIO-D800-1.R0 | CP-D821 | Space | 9 | BMX XEM 010 | Empty Module with hinged cover
D & T | RIO-D800-1.R0 | CP-D821 | AI | 10 | BMX AMI 0810 | X80 Analog Input 8 point, 4-20 mA, isolated
D & T | RIO-D800-1.R0 | CP-D821 | Cordset | 10 | BMX FTW 308S | 28-Way Removable Terminal Block with Flying Leads
D & T | RIO-D800-1.R0 | CP-D821 | AI | 11 | BMX AMI 0810 | X80 Analog Input 8 point, 4-20 mA, isolated
D & T | RIO-D800-1.R0 | CP-D821 | Cordset | 11 | BMX FTW 308S | 28-Way Removable Terminal Block with Flying Leads
D & T | PLC-D806.R0 | CP-D826 | Rack | N/A | BME XBP 1200 | X80 XBus+Ethernet 12 Slot Rack
D & T | PLC-D806.R0 | CP-D826 | PS | N/A | BMX CPS 3020 | X80 Power Supply module 24 VDC - 31.2 W
D & T | PLC-D806.R0 | CP-D826 | CPU | 0,1 | BME P58 2040 | M580 Processor
D & T | PLC-D806.R0 | CP-D826 | Comm | 2 | BME NOC 0301 | M580 Ethernet DIO network communication module
D & T | PLC-D806.R0 | CP-D826 | Space | 3 | BMX XEM 010 | Empty Module with hinged cover
D & T | PLC-D806.R0 | CP-D826 | DI | 4 | BMX DDI 3202K | X80 Discrete Input, 32 point, 24 VDC
D & T | PLC-D806.R0 | CP-D826 | Cordset | 4 | BMX FCW 303 | 40-way Terminal Cord Set
D & T | PLC-D806.R0 | CP-D826 | DI | 5 | BMX DDI 3202K | X80 Discrete Input, 32 point, 24 VDC
D & T | PLC-D806.R0 | CP-D826 | Cordset | 5 | BMX FCW 303 | 40-way Terminal Cord Set
D & T | PLC-D806.R0 | CP-D826 | Space | 6 | BMX XEM 010 | Empty Module with hinged cover
D & T | PLC-D806.R0 | CP-D826 | DO | 7 | BMX DDO 1602 | X80 Discrete Output, 16 point, 24 VDC
D & T | PLC-D806.R0 | CP-D826 | Cordset | 7 | BMX FTB 2010 | Screw Clamp Terminal Block
D & T | PLC-D806.R0 | CP-D826 | Space | 8 | BMX XEM 010 | Empty Module with hinged cover
D & T | PLC-D806.R0 | CP-D826 | AI | 9 | BMX AMI 0810 | X80 Analog Input 8 point, 4-20 mA, isolated
D & T | PLC-D806.R0 | CP-D826 | Cordset | 9 | BMX FTW 308S | 28-Way Removable Terminal Block with Flying Leads
D & T | PLC-D806.R0 | CP-D826 | AI | 10 | BMX AMI 0810 | X80 Analog Input 8 point, 4-20 mA, isolated
D & T | PLC-D806.R0 | CP-D826 | Cordset | 10 | BMX FTW 308S | 28-Way Removable Terminal Block with Flying Leads
D & T | PLC-D806.R0 | CP-D826 | AI | 11 | BMX AMI 0810 | X80 Analog Input 8 point, 4-20 mA, isolated
D & T | PLC-D806.R0 | CP-D826 | Cordset | 11 | BMX FTW 308S | 28-Way Removable Terminal Block with Flying Leads
D & T | PLC-D806.R0 | CP-D826 | Accessory | N/A | BMX XBE 1000 | X80 Backplane expander module
D & T | PLC-D806.R0 | CP-D826 | Accessory | N/A | TSX TLY EX | X80 Line Terminators - for rack end - set of 2
D & T | PLC-D806.R0 | CP-D826 | Accessory | N/A | BMX XBC 008K | X80 Backplane extension cable - 0.8 m
D & T | PLC-D806.R1 | CP-D826 | Rack | N/A | BMX XBP 0400 | X80 Xbus 4 Slot Rack
D & T | PLC-D806.R1 | CP-D826 | PS | N/A | BMX CPS 3020 | X80 Power Supply module 24 VDC - 31.2 W
D & T | PLC-D806.R1 | CP-D826 | Space | 0 | BMX XEM 010 | Empty Module with hinged cover
D & T | PLC-D806.R1 | CP-D826 | AO | 1 | BMX AMO 0410 | X80 Analog Output 4 points, 4-20 mA, isolated
D & T | PLC-D806.R1 | CP-D826 | Cordset | 1 | BMX FTB 2010 | Screw Clamp Terminal Block
D & T | PLC-D806.R1 | CP-D826 | Space | 2 | BMX XEM 010 | Empty Module with hinged cover
D & T | PLC-D806.R1 | CP-D826 | Space | 3 | BMX XEM 010 | Empty Module with hinged cover
D & T | PLC-D806.R1 | CP-D826 | Accessory | N/A | BMX XBE 1000 | X80 Backplane expander module
D & T | RIO-D806-1.R0 | CP-D827 | Rack | N/A | BME XBP 1200 | X80 XBus+Ethernet 12 Slot Rack
D & T | RIO-D806-1.R0 | CP-D827 | PS | N/A | BMX CPS 3020 | X80 Power Supply module 24 VDC - 31.2 W
D & T | RIO-D806-1.R0 | CP-D827 | Comm | 0 | BME CRA 312 10 | X80 Ethernet RIO drop adaptor
D & T | RIO-D806-1.R0 | CP-D827 | DI | 1 | BMX DDI 3202K | X80 Discrete Input, 32 point, 24 VDC
D & T | RIO-D806-1.R0 | CP-D827 | Cordset | 1 | BMX FCW 303 | 40-way Terminal Cord Set
D & T | RIO-D806-1.R0 | CP-D827 | DI | 2 | BMX DDI 3202K | X80 Discrete Input, 32 point, 24 VDC
D & T | RIO-D806-1.R0 | CP-D827 | Cordset | 2 | BMX FCW 303 | 40-way Terminal Cord Set
D & T | RIO-D806-1.R0 | CP-D827 | Space | 3 | BMX XEM 010 | Empty Module with hinged cover
D & T | RIO-D806-1.R0 | CP-D827 | DO | 4 | BMX DDO 1602 | X80 Discrete Output, 16 point, 24 VDC
D & T | RIO-D806-1.R0 | CP-D827 | Cordset | 4 | BMX FTB 2010 | Screw Clamp Terminal Block
D & T | RIO-D806-1.R0 | CP-D827 | Space | 5 | BMX XEM 010 | Empty Module with hinged cover
D & T | RIO-D806-1.R0 | CP-D827 | AI | 6 | BMX AMI 0810 | X80 Analog Input 8 point, 4-20 mA, isolated
D & T | RIO-D806-1.R0 | CP-D827 | Cordset | 6 | BMX FTW 308S | 28-Way Removable Terminal Block with Flying Leads
D & T | RIO-D806-1.R0 | CP-D827 | AI | 7 | BMX AMI 0810 | X80 Analog Input 8 point, 4-20 mA, isolated
D & T | RIO-D806-1.R0 | CP-D827 | Cordset | 7 | BMX FTW 308S | 28-Way Removable Terminal Block with Flying Leads
D & T | RIO-D806-1.R0 | CP-D827 | AI | 8 | BMX AMI 0810 | X80 Analog Input 8 point, 4-20 mA, isolated
D & T | RIO-D806-1.R0 | CP-D827 | Cordset | 8 | BMX FTW 308S | 28-Way Removable Terminal Block with Flying Leads
D & T | RIO-D806-1.R0 | CP-D827 | AI | 9 | BMX AMI 0810 | X80 Analog Input 8 point, 4-20 mA, isolated
D & T | RIO-D806-1.R0 | CP-D827 | Cordset | 9 | BMX FTW 308S | 28-Way Removable Terminal Block with Flying Leads
D & T | RIO-D806-1.R0 | CP-D827 | Space | 10 | BMX XEM 010 | Empty Module with hinged cover
D & T | RIO-D806-1.R0 | CP-D827 | Space | 11 | BMX XEM 010 | Empty Module with hinged cover
D & T | RIO-D806-1.R0 | CP-D827 | Accessory | N/A | BMX XBE 1000 | X80 Backplane expander module
D & T | RIO-D806-1.R0 | CP-D827 | Accessory | N/A | TSX TLY EX | X80 Line Terminators - for rack end - set of 2
D & T | RIO-D806-1.R0 | CP-D827 | Accessory | N/A | BMX XBC 008K | X80 Backplane extension cable - 0.8 m
D & T | RIO-D806-1.R1 | CP-D827 | Rack | N/A | BMX XBP 0400 | X80 Xbus 4 Slot Rack
D & T | RIO-D806-1.R1 | CP-D827 | PS | N/A | BMX CPS 3020 | X80 Power Supply module 24 VDC - 31.2 W
D & T | RIO-D806-1.R1 | CP-D827 | AO | 0 | BMX AMO 0410 | X80 Analog Output 4 points, 4-20 mA, isolated
D & T | RIO-D806-1.R1 | CP-D827 | Cordset | 0 | BMX FTB 2010 | Screw Clamp Terminal Block
D & T | RIO-D806-1.R1 | CP-D827 | AO | 1 | BMX AMO 0410 | X80 Analog Output 4 points, 4-20 mA, isolated
D & T | RIO-D806-1.R1 | CP-D827 | Cordset | 1 | BMX FTB 2010 | Screw Clamp Terminal Block
D & T | RIO-D806-1.R1 | CP-D827 | Space | 2 | BMX XEM 010 | Empty Module with hinged cover
D & T | RIO-D806-1.R1 | CP-D827 | Space | 3 | BMX XEM 010 | Empty Module with hinged cover
D & T | RIO-D806-1.R1 | CP-D827 | Accessory | N/A | BMX XBE 1000 | X80 Backplane expander module
D & T | PLC-D800-B | CP-D820 | Space | 4 | BMX XEM 010 | Empty Module with hinged cover
D & T | PLC-D800-B | CP-D820 | Space | 5 | BME NOC 0301 | M580 Ethernet DIO network communication module
D & T | PLC-D800-B | CP-D820 | Space | 6 | BMX XEM 010 | Empty Module with hinged cover
D & T | PLC-D800-B | CP-D820 | Space | 7 | BMX XEM 010 | Empty Module with hinged cover
G | PLC-G800-A | CP-G822 | Rack | N/A | BME XBP 0800 | X80 Xbus+Ethernet 8 Slot Rack
G | PLC-G800-A | CP-G822 | PS | N/A | BMX CPS 3020 | X80 Power Supply module 24 VDC - 31.2 W
G | PLC-G800-A | CP-G822 | Accessory | N/A | 490NAC0100 | Hot standby SFP socket - RJ45
G | PLC-G800-A | CP-G822 | CPU | 0,1 | BME H58 4040 | M580 Hot Standby Processor
G | PLC-G800-A | CP-G822 | Comm | 2 | BME NOC 0301 | M580 Ethernet DIO network communication module
G | PLC-G800-A | CP-G822 | Comm | 3 | BME NOC 0321 | M580 Ethernet control network communication module
G | PLC-G800-A | CP-G822 | Space | 4 | BMX XEM 010 | Empty Module with hinged cover
G | PLC-G800-A | CP-G822 | Space | 5 | BME NOC 0301 | M580 Ethernet DIO network communication module
G | PLC-G800-A | CP-G822 | Space | 6 | BMX XEM 010 | Empty Module with hinged cover
G | PLC-G800-A | CP-G822 | Space | 7 | BMX XEM 010 | Empty Module with hinged cover
G | PLC-G800-B | CP-G822 | Rack | N/A | BME XBP 0800 | X80 Xbus+Ethernet 8 Slot Rack
G | PLC-G800-B | CP-G822 | PS | N/A | BMX CPS 3020 | X80 Power Supply module 24 VDC - 31.2 W
G | PLC-G800-B | CP-G822 | Accessory | N/A | 490NAC0100 | Hot standby SFP socket - RJ45
G | PLC-G800-B | CP-G822 | CPU | 0,1 | BME H58 4040 | M580 Hot Standby Processor
G | PLC-G800-B | CP-G822 | Comm | 2 | BME NOC 0301 | M580 Ethernet DIO network communication module
G | PLC-G800-B | CP-G822 | Comm | 3 | BME NOC 0321 | M580 Ethernet control network communication module
G | PLC-G800-B | CP-G822 | Space | 4 | BMX XEM 010 | Empty Module with hinged cover
G | PLC-G800-B | CP-G822 | Space | 5 | BME NOC 0301 | M580 Ethernet DIO network communication module
G | PLC-G800-B | CP-G822 | Space | 6 | BMX XEM 010 | Empty Module with hinged cover
G | PLC-G800-B | CP-G822 | Space | 7 | BMX XEM 010 | Empty Module with hinged cover
G | PLC-G806.R0 | CP-G826 | Rack | N/A | BME XBP 1200 | X80 XBus+Ethernet 12 Slot Rack
G | PLC-G806.R0 | CP-G826 | PS | N/A | BMX CPS 3020 | X80 Power Supply module 24 VDC - 31.2 W
G | PLC-G806.R0 | CP-G826 | CPU | 0,1 | BME P58 2040 | M580 Processor
G | PLC-G806.R0 | CP-G826 | Comm | 2 | BME NOC 0301 | M580 Ethernet DIO network communication module
G | PLC-G806.R0 | CP-G826 | DI | 4 | BMX DDI 3202K | X80 Discrete Input, 32 point, 24 VDC
G | PLC-G806.R0 | CP-G826 | Cordset | 4 | BMX FCW 303 | 40-way Terminal Cord Set
G | PLC-G806.R0 | CP-G826 | DI | 5 | BMX DDI 3202K | X80 Discrete Input, 32 point, 24 VDC
G | PLC-G806.R0 | CP-G826 | Cordset | 5 | BMX FCW 303 | 40-way Terminal Cord Set
G | PLC-G806.R0 | CP-G826 | Space | 6 | BMX XEM 010 | Empty Module with hinged cover
G | PLC-G806.R0 | CP-G826 | DO | 7 | BMX DDO 1602 | X80 Discrete Output, 16 point, 24 VDC
G | PLC-G806.R0 | CP-G826 | Cordset | 7 | BMX FTB 2010 | Screw Clamp Terminal Block
G | PLC-G806.R0 | CP-G826 | AI | 8 | BMX AMI 0810 | X80 Analog Input 8 point, 4-20 mA, isolated
G | PLC-G806.R0 | CP-G826 | Cordset | 8 | BMX FTW 308S | 28-Way Removable Terminal Block with Flying Leads
G | PLC-G806.R0 | CP-G826 | AI | 9 | BMX AMI 0810 | X80 Analog Input 8 point, 4-20 mA, isolated
G | PLC-G806.R0 | CP-G826 | Cordset | 9 | BMX FTW 308S | 28-Way Removable Terminal Block with Flying Leads
G | PLC-G806.R0 | CP-G826 | AI | 10 | BMX AMI 0810 | X80 Analog Input 8 point, 4-20 mA, isolated
G | PLC-G806.R0 | CP-G826 | Cordset | 10 | BMX FTW 308S | 28-Way Removable Terminal Block with Flying Leads
G | PLC-G806.R0 | CP-G826 | Space | 11 | BMX XEM 010 | Empty Module with hinged cover
G | PLC-G806.R0 | CP-G826 | Accessory | N/A | BMX XBE 1000 | X80 Backplane expander module
G | PLC-G806.R0 | CP-G826 | Accessory | N/A | TSX TLY EX | X80 Line Terminators - for rack end - set of 2
G | PLC-G806.R0 | CP-G826 | Accessory | N/A | BMX XBC 008K | X80 Backplane extension cable - 0.8 m
G | PLC-G806.R1 | CP-G826 | Rack | N/A | BMX XBP 0400 | X80 Xbus 4 Slot Rack
G | PLC-G806.R1 | CP-G826 | PS | N/A | BMX CPS 3020 | X80 Power Supply module 24 VDC - 31.2 W
G | PLC-G806.R1 | CP-G826 | AI | 0 | BMX AMI 0810 | X80 Analog Input 8 point, 4-20 mA, isolated
G | PLC-G806.R1 | CP-G826 | Cordset | 0 | BMX FTW 308S | 28-Way Removable Terminal Block with Flying Leads
G | PLC-G806.R1 | CP-G826 | AI | 1 | BMX AMI 0810 | X80 Analog Input 8 point, 4-20 mA, isolated
G | PLC-G806.R1 | CP-G826 | Cordset | 1 | BMX FTW 308S | 28-Way Removable Terminal Block with Flying Leads
G | PLC-G806.R1 | CP-G826 | AO | 2 | BMX AMO 0410 | X80 Analog Output 4 points, 4-20 mA, isolated
G | PLC-G806.R1 | CP-G826 | Cordset | 2 | BMX FTB 2010 | Screw Clamp Terminal Block
G | PLC-G806.R1 | CP-G826 | AO | 3 | BMX AMO 0410 | X80 Analog Output 4 points, 4-20 mA, isolated
G | PLC-G806.R1 | CP-G826 | Cordset | 3 | BMX FTB 2010 | Screw Clamp Terminal Block
G | PLC-G806.R1 | CP-G826 | Accessory | N/A | BMX XBE 1000 | X80 Backplane expander module
G | RIO-G800-1.R0 | CP-G820-1 | Rack | N/A | BMX XBP 1200 | X80 Xbus 12 Slot Rack
G | RIO-G800-1.R0 | CP-G820-1 | PS | N/A | BMX CPS 3020 | X80 Power Supply module 24 VDC - 31.2 W
G | RIO-G800-1.R0 | CP-G820-1 | Comm | 0 | BME CRA 312 10 | X80 Ethernet RIO drop adaptor
G | RIO-G800-1.R0 | CP-G820-1 | DI | 1 | BMX DAI 1604 | X80 Discrete Input, 16 point, 110 VAC
G | RIO-G800-1.R0 | CP-G820-1 | Cordset | 1 | 990ADBLYX80103 | Custom Cord - Type 1
G | RIO-G800-1.R0 | CP-G820-1 | DI | 2 | BMX DAI 1604 | X80 Discrete Input, 16 point, 110 VAC
G | RIO-G800-1.R0 | CP-G820-1 | Cordset | 2 | 990ADBLYX80103 | Custom Cord - Type 1
G | RIO-G800-1.R0 | CP-G820-1 | DI | 3 | BMX DAI 1604 | X80 Discrete Input, 16 point, 110 VAC
G | RIO-G800-1.R0 | CP-G820-1 | Cordset | 3 | 990ADBLYX80103 | Custom Cord - Type 1
G | RIO-G800-1.R0 | CP-G820-1 | DI | 4 | BMX DAI 1604 | X80 Discrete Input, 16 point, 110 VAC
G | RIO-G800-1.R0 | CP-G820-1 | Cordset | 4 | 990ADBLYX80103 | Custom Cord - Type 1
G | RIO-G800-1.R0 | CP-G820-1 | DI | 5 | BMX DAI 1604 | X80 Discrete Input, 16 point, 110 VAC
G | RIO-G800-1.R0 | CP-G820-1 | Cordset | 5 | 990ADBLYX80103 | Custom Cord - Type 1
G | RIO-G800-1.R0 | CP-G820-1 | DI | 6 | BMX DAI 1604 | X80 Discrete Input, 16 point, 110 VAC
G | RIO-G800-1.R0 | CP-G820-1 | Cordset | 6 | 990ADBLYX80103 | Custom Cord - Type 1
G | RIO-G800-1.R0 | CP-G820-1 | DI | 7 | BMX DAI 1604 | X80 Discrete Input, 16 point, 110 VAC
G | RIO-G800-1.R0 | CP-G820-1 | Cordset | 7 | 990ADBLYX80103 | Custom Cord - Type 1
G | RIO-G800-1.R0 | CP-G820-1 | DI | 8 | BMX DAI 1604 | X80 Discrete Input, 16 point, 110 VAC
G | RIO-G800-1.R0 | CP-G820-1 | Cordset | 8 | 990ADBLYX80103 | Custom Cord - Type 1
G | RIO-G800-1.R0 | CP-G820-1 | DI | 9 | BMX DAI 1604 | X80 Discrete Input, 16 point, 110 VAC
G | RIO-G800-1.R0 | CP-G820-1 | Cordset | 9 | 990ADBLYX80103 | Custom Cord - Type 1
G | RIO-G800-1.R0 | CP-G820-1 | DI | 10 | BMX DAI 1604 | X80 Discrete Input, 16 point, 110 VAC
G | RIO-G800-1.R0 | CP-G820-1 | Cordset | 10 | 990ADBLYX80103 | Custom Cord - Type 1
G | RIO-G800-1.R0 | CP-G820-1 | DI | 11 | BMX DAI 1604 | X80 Discrete Input, 16 point, 110 VAC
G | RIO-G800-1.R0 | CP-G820-1 | Cordset | 11 | 990ADBLYX80103 | Custom Cord - Type 1
G | RIO-G800-1.R0 | CP-G820-1 | Accessory | N/A | BMX XBE 1000 | X80 Backplane expander module
G | RIO-G800-1.R0 | CP-G820-1 | Accessory | N/A | TSX TLY EX | X80 Line Terminators - for rack end - set of 2
G | RIO-G800-1.R0 | CP-G820-1 | Accessory | N/A | BMX XBC 008K | X80 Backplane extension cable - 0.8 m
G | RIO-G800-1.R1 | CP-G820-1 | Rack | N/A | BMX XBP 1200 | X80 Xbus 12 Slot Rack
G | RIO-G800-1.R1 | CP-G820-1 | PS | N/A | BMX CPS 3020 | X80 Power Supply module 24 VDC - 31.2 W
G | RIO-G800-1.R1 | CP-G820-1 | DI | 0 | BMX DAI 1604 | X80 Discrete Input, 16 point, 110 VAC
G | RIO-G800-1.R1 | CP-G820-1 | Cordset | 0 | 990ADBLYX80103 | Custom Cord - Type 1
G | RIO-G800-1.R1 | CP-G820-1 | DI | 1 | BMX DAI 1604 | X80 Discrete Input, 16 point, 110 VAC
G | RIO-G800-1.R1 | CP-G820-1 | Cordset | 1 | 990ADBLYX80103 | Custom Cord - Type 1
G | RIO-G800-1.R1 | CP-G820-1 | DI | 2 | BMX DAI 1604 | X80 Discrete Input, 16 point, 110 VAC
G | RIO-G800-1.R1 | CP-G820-1 | Cordset | 2 | 990ADBLYX80103 | Custom Cord - Type 1
G | RIO-G800-1.R1 | CP-G820-1 | DI | 3 | BMX DAI 1604 | X80 Discrete Input, 16 point, 110 VAC
G | RIO-G800-1.R1 | CP-G820-1 | Cordset | 3 | 990ADBLYX80103 | Custom Cord - Type 1
G | RIO-G800-1.R1 | CP-G820-1 | Space | 4 | BMX XEM 010 | Empty Module with hinged cover
G | RIO-G800-1.R1 | CP-G820-1 | Space | 5 | BMX XEM 010 | Empty Module with hinged cover
G | RIO-G800-1.R1 | CP-G820-1 | Space | 6 | BMX XEM 010 | Empty Module with hinged cover
G | RIO-G800-1.R1 | CP-G820-1 | DI | 7 | BMX DDI 3202K | X80 Discrete Input, 32 point, 24 VDC
G | RIO-G800-1.R1 | CP-G820-1 | Cordset | 7 | BMX FCW 303 | 40-way Terminal Cord Set
G | RIO-G800-1.R1 | CP-G820-1 | DO | 8 | BMX DDO 1602 | X80 Discrete Output, 16 point, 24 VDC
G | RIO-G800-1.R1 | CP-G820-1 | Cordset | 8 | 990ADBLYX80104 | Custom Cord - Type 2
G | RIO-G800-1.R1 | CP-G820-1 | DO | 9 | BMX DDO 1602 | X80 Discrete Output, 16 point, 24 VDC
G | RIO-G800-1.R1 | CP-G820-1 | Cordset | 9 | 990ADBLYX80104 | Custom Cord - Type 2
G | RIO-G800-1.R1 | CP-G820-1 | DO | 10 | BMX DDO 1602 | X80 Discrete Output, 16 point, 24 VDC
G | RIO-G800-1.R1 | CP-G820-1 | Cordset | 10 | 990ADBLYX80104 | Custom Cord - Type 2
G | RIO-G800-1.R1 | CP-G820-1 | Space | 11 | BMX XEM 010 | Empty Module with hinged cover
G | RIO-G800-1.R1 | CP-G820-1 | Accessory | N/A | BMX XBE 1000 | X80 Backplane expander module
G | RIO-G800-2.R0 | CP-G820-1 | Rack | N/A | BMX XBP 1200 | X80 Xbus 12 Slot Rack
G | RIO-G800-2.R0 | CP-G820-1 | PS | N/A | BMX CPS 3020 | X80 Power Supply module 24 VDC - 31.2 W
G | RIO-G800-2.R0 | CP-G820-1 | Comm | 0 | BME CRA 312 10 | X80 Ethernet RIO drop adaptor
G | RIO-G800-2.R0 | CP-G820-1 | AI | 1 | BMX AMI 0810 | X80 Analog Input 8 point, 4-20 mA, isolated
G | RIO-G800-2.R0 | CP-G820-1 | Cordset | 1 | 990ADBLYX80101 | Custom Cord - Type 3
G | RIO-G800-2.R0 | CP-G820-1 | AI | 2 | BMX AMI 0810 | X80 Analog Input 8 point, 4-20 mA, isolated
G | RIO-G800-2.R0 | CP-G820-1 | Cordset | 2 | 990ADBLYX80101 | Custom Cord - Type 3
G | RIO-G800-2.R0 | CP-G820-1 | AI | 3 | BMX AMI 0810 | X80 Analog Input 8 point, 4-20 mA, isolated
G | RIO-G800-2.R0 | CP-G820-1 | Cordset | 3 | 990ADBLYX80101 | Custom Cord - Type 3
G | RIO-G800-2.R0 | CP-G820-1 | AI | 4 | BMX AMI 0810 | X80 Analog Input 8 point, 4-20 mA, isolated
G | RIO-G800-2.R0 | CP-G820-1 | Cordset | 4 | 990ADBLYX80101 | Custom Cord - Type 3
G | RIO-G800-2.R0 | CP-G820-1 | AI | 5 | BMX AMI 0810 | X80 Analog Input 8 point, 4-20 mA, isolated
G | RIO-G800-2.R0 | CP-G820-1 | Cordset | 5 | 990ADBLYX80101 | Custom Cord - Type 3
G | RIO-G800-2.R0 | CP-G820-1 | AI | 6 | BMX AMI 0810 | X80 Analog Input 8 point, 4-20 mA, isolated
G | RIO-G800-2.R0 | CP-G820-1 | Cordset | 6 | 990ADBLYX80101 | Custom Cord - Type 3
G | RIO-G800-2.R0 | CP-G820-1 | AO | 7 | BMX AMO 0802 | X80 Analog Output 8 point, 4-20 mA,non-isolated
G | RIO-G800-2.R0 | CP-G820-1 | Cordset | 7 | 990ADBLYX80102 | Custom Cord - Type 4
G | RIO-G800-2.R0 | CP-G820-1 | AO | 8 | BMX AMO 0802 | X80 Analog Output 8 point, 4-20 mA,non-isolated
G | RIO-G800-2.R0 | CP-G820-1 | Cordset | 8 | 990ADBLYX80102 | Custom Cord - Type 4
G | RIO-G800-2.R0 | CP-G820-1 | Space | 9 | BMX XEM 010 | Empty Module with hinged cover
G | RIO-G800-2.R0 | CP-G820-1 | Space | 10 | BMX XEM 010 | Empty Module with hinged cover
G | RIO-G800-2.R0 | CP-G820-1 | Space | 11 | BMX XEM 010 | Empty Module with hinged cover
G | RIO-G800-3.R0 | CP-G823 | Rack | N/A | BME XBP 1200 | X80 XBus+Ethernet 12 Slot Rack
G | RIO-G800-3.R0 | CP-G823 | PS | N/A | BMX CPS 3020 | X80 Power Supply module 24 VDC - 31.2 W
G | RIO-G800-3.R0 | CP-G823 | Comm | 0 | BME CRA 312 10 | X80 Ethernet RIO drop adaptor
G | RIO-G800-3.R0 | CP-G823 | DI | 1 | BMX DDI 3202K | X80 Discrete Input, 32 point, 24 VDC
G | RIO-G800-3.R0 | CP-G823 | Cordset | 1 | BMX FCW 303 | 40-way Terminal Cord Set
G | RIO-G800-3.R0 | CP-G823 | DI | 2 | BMX DDI 3202K | X80 Discrete Input, 32 point, 24 VDC
G | RIO-G800-3.R0 | CP-G823 | Cordset | 2 | BMX FCW 303 | 40-way Terminal Cord Set
G | RIO-G800-3.R0 | CP-G823 | DI | 3 | BMX DDI 3202K | X80 Discrete Input, 32 point, 24 VDC
G | RIO-G800-3.R0 | CP-G823 | Cordset | 3 | BMX FCW 303 | 40-way Terminal Cord Set
G | RIO-G800-3.R0 | CP-G823 | DI | 4 | BMX DDI 3202K | X80 Discrete Input, 32 point, 24 VDC
G | RIO-G800-3.R0 | CP-G823 | Cordset | 4 | BMX FCW 303 | 40-way Terminal Cord Set
G | RIO-G800-3.R0 | CP-G823 | DI | 5 | BMX DDI 3202K | X80 Discrete Input, 32 point, 24 VDC
G | RIO-G800-3.R0 | CP-G823 | Cordset | 5 | BMX FCW 303 | 40-way Terminal Cord Set
G | RIO-G800-3.R0 | CP-G823 | Space | 6 | BMX XEM 010 | Empty Module with hinged cover
G | RIO-G800-3.R0 | CP-G823 | DO | 7 | BMX DDO 1602 | X80 Discrete Output, 16 point, 24 VDC
G | RIO-G800-3.R0 | CP-G823 | Cordset | 7 | BMX FTB 2010 | Screw Clamp Terminal Block
G | RIO-G800-3.R0 | CP-G823 | DO | 8 | BMX DDO 1602 | X80 Discrete Output, 16 point, 24 VDC
G | RIO-G800-3.R0 | CP-G823 | Cordset | 8 | BMX FTB 2010 | Screw Clamp Terminal Block
G | RIO-G800-3.R0 | CP-G823 | DO | 9 | BMX DDO 1602 | X80 Discrete Output, 16 point, 24 VDC
G | RIO-G800-3.R0 | CP-G823 | Cordset | 9 | BMX FTB 2010 | Screw Clamp Terminal Block
G | RIO-G800-3.R0 | CP-G823 | DO | 10 | BMX DDO 1602 | X80 Discrete Output, 16 point, 24 VDC
G | RIO-G800-3.R0 | CP-G823 | Cordset | 10 | BMX FTB 2010 | Screw Clamp Terminal Block
G | RIO-G800-3.R0 | CP-G823 | DO | 11 | BMX DDO 1602 | X80 Discrete Output, 16 point, 24 VDC
G | RIO-G800-3.R0 | CP-G823 | Cordset | 11 | BMX FTB 2010 | Screw Clamp Terminal Block
G | RIO-G806-1.R0 | CP-G827 | Rack | N/A | BME XBP 1200 | X80 XBus+Ethernet 12 Slot Rack
G | RIO-G806-1.R0 | CP-G827 | PS | N/A | BMX CPS 3020 | X80 Power Supply module 24 VDC - 31.2 W
G | RIO-G806-1.R0 | CP-G827 | Comm | 0 | BME CRA 312 10 | X80 Ethernet RIO drop adaptor
G | RIO-G806-1.R0 | CP-G827 | Space | 1 | BMX XEM 010 | Empty Module with hinged cover
G | RIO-G806-1.R0 | CP-G827 | DI | 2 | BMX DDI 3202K | X80 Discrete Input, 32 point, 24 VDC
G | RIO-G806-1.R0 | CP-G827 | Cordset | 2 | BMX FCW 303 | 40-way Terminal Cord Set
G | RIO-G806-1.R0 | CP-G827 | DI | 3 | BMX DDI 3202K | X80 Discrete Input, 32 point, 24 VDC
G | RIO-G806-1.R0 | CP-G827 | Cordset | 3 | BMX FCW 303 | 40-way Terminal Cord Set
G | RIO-G806-1.R0 | CP-G827 | Space | 4 | BMX XEM 010 | Empty Module with hinged cover
G | RIO-G806-1.R0 | CP-G827 | DO | 5 | BMX DDO 1602 | X80 Discrete Output, 16 point, 24 VDC
G | RIO-G806-1.R0 | CP-G827 | Cordset | 5 | BMX FTB 2010 | Screw Clamp Terminal Block
G | RIO-G806-1.R0 | CP-G827 | DO | 6 | BMX DDO 1602 | X80 Discrete Output, 16 point, 24 VDC
G | RIO-G806-1.R0 | CP-G827 | Cordset | 6 | BMX FTB 2010 | Screw Clamp Terminal Block
G | RIO-G806-1.R0 | CP-G827 | AI | 7 | BMX AMI 0810 | X80 Analog Input 8 point, 4-20 mA, isolated
G | RIO-G806-1.R0 | CP-G827 | Cordset | 7 | BMX FTW 308S | 28-Way Removable Terminal Block with Flying Leads
G | RIO-G806-1.R0 | CP-G827 | AI | 8 | BMX AMI 0810 | X80 Analog Input 8 point, 4-20 mA, isolated
G | RIO-G806-1.R0 | CP-G827 | Cordset | 8 | BMX FTW 308S | 28-Way Removable Terminal Block with Flying Leads
G | RIO-G806-1.R0 | CP-G827 | AI | 9 | BMX AMI 0810 | X80 Analog Input 8 point, 4-20 mA, isolated
G | RIO-G806-1.R0 | CP-G827 | Cordset | 9 | BMX FTW 308S | 28-Way Removable Terminal Block with Flying Leads
G | RIO-G806-1.R0 | CP-G827 | AI | 10 | BMX AMI 0810 | X80 Analog Input 8 point, 4-20 mA, isolated
G | RIO-G806-1.R0 | CP-G827 | Cordset | 10 | BMX FTW 308S | 28-Way Removable Terminal Block with Flying Leads
G | RIO-G806-1.R0 | CP-G827 | Space | 11 | BMX XEM 010 | Empty Module with hinged cover
G | RIO-G806-1.R0 | CP-G827 | Accessory | N/A | TSX TLY EX | X80 Line Terminators - for rack end - set of 2
G | RIO-G806-1.R0 | CP-G827 | Accessory | N/A | BMX XBC 008K | X80 Backplane extension cable - 0.8 m
G | RIO-G806-1.R0 | CP-G827 | Accessory | N/A | BMX XBE 1000 | X80 Backplane expander module
G | RIO-G806-1.R1 | CP-G827 | Rack | N/A | BMX XBP 0400 | X80 Xbus 4 Slot Rack
G | RIO-G806-1.R1 | CP-G827 | PS | N/A | BMX CPS 3020 | X80 Power Supply module 24 VDC - 31.2 W
G | RIO-G806-1.R1 | CP-G827 | AI | 0 | BMX AMI 0810 | X80 Analog Input 8 point, 4-20 mA, isolated
G | RIO-G806-1.R1 | CP-G827 | Cordset | 0 | BMX FTW 308S | 28-Way Removable Terminal Block with Flying Leads
G | RIO-G806-1.R1 | CP-G827 | Space | 1 | BMX XEM 010 | Empty Module with hinged cover
G | RIO-G806-1.R1 | CP-G827 | AO | 2 | BMX AMO 0410 | X80 Analog Output 4 points, 4-20 mA, isolated
G | RIO-G806-1.R1 | CP-G827 | Cordset | 2 | BMX FTB 2010 | Screw Clamp Terminal Block
G | RIO-G806-1.R1 | CP-G827 | AO | 3 | BMX AMO 0410 | X80 Analog Output 4 points, 4-20 mA, isolated
G | RIO-G806-1.R1 | CP-G827 | Cordset | 3 | BMX FTB 2010 | Screw Clamp Terminal Block
G | RIO-G806-1.R1 | CP-G827 | Accessory | N/A | BMX XBE 1000 | X80 Backplane expander module
K | PLC-K800-A | CP-K820 | Rack | N/A | BME XBP 0800 | X80 Xbus+Ethernet 8 Slot Rack
K | PLC-K800-A | CP-K820 | PS | N/A | BMX CPS 3020 | X80 Power Supply module 24 VDC - 31.2 W
K | PLC-K800-A | CP-K820 | Accessory | N/A | 490NAC0100 | Hot standby SFP socket - RJ45
K | PLC-K800-A | CP-K820 | CPU | 0,1 | BME H58 4040 | M580 Hot Standby Processor
K | PLC-K800-A | CP-K820 | Comm | 2 | BME NOC 0301 | M580 Ethernet DIO network communication module
K | PLC-K800-A | CP-K820 | Comm | 3 | BME NOC 0321 | M580 Ethernet control network communication module
K | PLC-K800-A | CP-K820 | Space | 4 | BMX XEM 010 | Empty Module with hinged cover
K | PLC-K800-A | CP-K820 | Space | 5 | BME NOC 0301 | M580 Ethernet DIO network communication module
K | PLC-K800-A | CP-K820 | Space | 6 | BMX XEM 010 | Empty Module with hinged cover
K | PLC-K800-A | CP-K820 | Space | 7 | BMX XEM 010 | Empty Module with hinged cover
K | PLC-K800-B | CP-K820 | Rack | N/A | BME XBP 0800 | X80 Xbus+Ethernet 8 Slot Rack
K | PLC-K800-B | CP-K820 | PS | N/A | BMX CPS 3020 | X80 Power Supply module 24 VDC - 31.2 W
K | PLC-K800-B | CP-K820 | Accessory | N/A | 490NAC0100 | Hot standby SFP socket - RJ45
K | PLC-K800-B | CP-K820 | CPU | 0,1 | BME H58 4040 | M580 Hot Standby Processor
K | PLC-K800-B | CP-K820 | Comm | 2 | BME NOC 0301 | M580 Ethernet DIO network communication module
K | PLC-K800-B | CP-K820 | Comm | 3 | BME NOC 0321 | M580 Ethernet control network communication module
K | PLC-K800-B | CP-K820 | Space | 4 | BMX XEM 010 | Empty Module with hinged cover
K | PLC-K800-B | CP-K820 | Space | 5 | BME NOC 0301 | M580 Ethernet DIO network communication module
K | PLC-K800-B | CP-K820 | Space | 6 | BMX XEM 010 | Empty Module with hinged cover
K | PLC-K800-B | CP-K820 | Space | 7 | BMX XEM 010 | Empty Module with hinged cover
K | PLC-K806.R0 | CP-K826 | Rack | N/A | BME XBP 1200 | X80 XBus+Ethernet 12 Slot Rack
K | PLC-K806.R0 | CP-K826 | PS | N/A | BMX CPS 3020 | X80 Power Supply module 24 VDC - 31.2 W
K | PLC-K806.R0 | CP-K826 | CPU | 0,1 | BME P58 2040 | M580 Processor
K | PLC-K806.R0 | CP-K826 | Comm | 2 | BME NOC 0301 | M580 Ethernet DIO network communication module
K | PLC-K806.R0 | CP-K826 | Space | 3 | BMX XEM 010 | Empty Module with hinged cover
K | PLC-K806.R0 | CP-K826 | DI | 4 | BMX DDI 3202K | X80 Discrete Input, 32 point, 24 VDC
K | PLC-K806.R0 | CP-K826 | Cordset | 4 | BMX FCW 303 | 40-way Terminal Cord Set
K | PLC-K806.R0 | CP-K826 | DI | 5 | BMX DDI 3202K | X80 Discrete Input, 32 point, 24 VDC
K | PLC-K806.R0 | CP-K826 | Cordset | 5 | BMX FCW 303 | 40-way Terminal Cord Set
K | PLC-K806.R0 | CP-K826 | DO | 6 | BMX DDO 1602 | X80 Discrete Output, 16 point, 24 VDC
K | PLC-K806.R0 | CP-K826 | Cordset | 6 | BMX FTB 2010 | Screw Clamp Terminal Block
K | PLC-K806.R0 | CP-K826 | AI | 7 | BMX AMI 0810 | X80 Analog Input 8 point, 4-20 mA, isolated
K | PLC-K806.R0 | CP-K826 | Cordset | 7 | BMX FTW 308S | 28-Way Removable Terminal Block with Flying Leads
K | PLC-K806.R0 | CP-K826 | AI | 8 | BMX AMI 0810 | X80 Analog Input 8 point, 4-20 mA, isolated
K | PLC-K806.R0 | CP-K826 | Cordset | 8 | BMX FTW 308S | 28-Way Removable Terminal Block with Flying Leads
K | PLC-K806.R0 | CP-K826 | AI | 9 | BMX AMI 0810 | X80 Analog Input 8 point, 4-20 mA, isolated
K | PLC-K806.R0 | CP-K826 | Cordset | 9 | BMX FTW 308S | 28-Way Removable Terminal Block with Flying Leads
K | PLC-K806.R0 | CP-K826 | AI | 10 | BMX AMI 0810 | X80 Analog Input 8 point, 4-20 mA, isolated
K | PLC-K806.R0 | CP-K826 | Cordset | 10 | BMX FTW 308S | 28-Way Removable Terminal Block with Flying Leads
K | PLC-K806.R0 | CP-K826 | AI | 11 | BMX AMI 0810 | X80 Analog Input 8 point, 4-20 mA, isolated
K | PLC-K806.R0 | CP-K826 | Cordset | 11 | BMX FTW 308S | 28-Way Removable Terminal Block with Flying Leads
K | PLC-K806.R0 | CP-K826 | Accessory | N/A | BMX XBE 1000 | X80 Backplane expander module
K | PLC-K806.R0 | CP-K826 | Accessory | N/A | TSX TLY EX | X80 Line Terminators - for rack end - set of 2
K | PLC-K806.R0 | CP-K826 | Accessory | N/A | BMX XBC 008K | X80 Backplane extension cable - 0.8 m
K | PLC-K806.R1 | CP-K826 | Rack | N/A | BMX XBP 0400 | X80 Xbus 4 Slot Rack
K | PLC-K806.R1 | CP-K826 | PS | N/A | BMX CPS 3020 | X80 Power Supply module 24 VDC - 31.2 W
K | PLC-K806.R1 | CP-K826 | Space | 0 | BMX XEM 010 | Empty Module with hinged cover
K | PLC-K806.R1 | CP-K826 | Space | 1 | BMX XEM 010 | Empty Module with hinged cover
K | PLC-K806.R1 | CP-K826 | AO | 2 | BMX AMO 0410 | X80 Analog Output 4 points, 4-20 mA, isolated
K | PLC-K806.R1 | CP-K826 | Cordset | 2 | BMX FTB 2010 | Screw Clamp Terminal Block
K | PLC-K806.R1 | CP-K826 | AO | 3 | BMX AMO 0410 | X80 Analog Output 4 points, 4-20 mA, isolated
K | PLC-K806.R1 | CP-K826 | Cordset | 3 | BMX FTB 2010 | Screw Clamp Terminal Block
K | PLC-K806.R1 | CP-K826 | Accessory | N/A | BMX XBE 1000 | X80 Backplane expander module
K | RIO-K800-1.R0 | CP-K821 | Rack | N/A | BME XBP 1200 | X80 XBus+Ethernet 12 Slot Rack
K | RIO-K800-1.R0 | CP-K821 | PS | N/A | BMX CPS 3020 | X80 Power Supply module 24 VDC - 31.2 W
K | RIO-K800-1.R0 | CP-K821 | Comm | 0 | BME CRA 312 10 | X80 Ethernet RIO drop adaptor
K | RIO-K800-1.R0 | CP-K821 | DI | 1 | BMX DDI 3202K | X80 Discrete Input, 32 point, 24 VDC
K | RIO-K800-1.R0 | CP-K821 | Cordset | 1 | BMX FCW 303 | 40-way Terminal Cord Set
K | RIO-K800-1.R0 | CP-K821 | DI | 2 | BMX DDI 3202K | X80 Discrete Input, 32 point, 24 VDC
K | RIO-K800-1.R0 | CP-K821 | Cordset | 2 | BMX FCW 303 | 40-way Terminal Cord Set
K | RIO-K800-1.R0 | CP-K821 | DI | 3 | BMX DDI 3202K | X80 Discrete Input, 32 point, 24 VDC
K | RIO-K800-1.R0 | CP-K821 | Cordset | 3 | BMX FCW 303 | 40-way Terminal Cord Set
K | RIO-K800-1.R0 | CP-K821 | Space | 4 | BMX XEM 010 | Empty Module with hinged cover
K | RIO-K800-1.R0 | CP-K821 | DO | 5 | BMX DDO 1602 | X80 Discrete Output, 16 point, 24 VDC
K | RIO-K800-1.R0 | CP-K821 | Cordset | 5 | BMX FTB 2010 | Screw Clamp Terminal Block
K | RIO-K800-1.R0 | CP-K821 | DO | 6 | BMX DDO 1602 | X80 Discrete Output, 16 point, 24 VDC
K | RIO-K800-1.R0 | CP-K821 | Cordset | 6 | BMX FTB 2010 | Screw Clamp Terminal Block
K | RIO-K800-1.R0 | CP-K821 | DO | 7 | BMX DDO 1602 | X80 Discrete Output, 16 point, 24 VDC
K | RIO-K800-1.R0 | CP-K821 | Cordset | 7 | BMX FTB 2010 | Screw Clamp Terminal Block
K | RIO-K800-1.R0 | CP-K821 | DO | 8 | BMX DDO 1602 | X80 Discrete Output, 16 point, 24 VDC
K | RIO-K800-1.R0 | CP-K821 | Cordset | 8 | BMX FTB 2010 | Screw Clamp Terminal Block
K | RIO-K800-1.R0 | CP-K821 | AI | 9 | BMX AMI 0810 | X80 Analog Input 8 point, 4-20 mA, isolated
K | RIO-K800-1.R0 | CP-K821 | Cordset | 9 | BMX FTW 308S | 28-Way Removable Terminal Block with Flying Leads
K | RIO-K800-1.R0 | CP-K821 | AI | 10 | BMX AMI 0810 | X80 Analog Input 8 point, 4-20 mA, isolated
K | RIO-K800-1.R0 | CP-K821 | Cordset | 10 | BMX FTW 308S | 28-Way Removable Terminal Block with Flying Leads
K | RIO-K800-1.R0 | CP-K821 | Space | 11 | BMX XEM 010 | Empty Module with hinged cover
K | RIO-K806-1.R0 | CP-K827 | Rack | N/A | BME XBP 1200 | X80 XBus+Ethernet 12 Slot Rack
K | RIO-K806-1.R0 | CP-K827 | PS | N/A | BMX CPS 3020 | X80 Power Supply module 24 VDC - 31.2 W
K | RIO-K806-1.R0 | CP-K827 | Comm | 0 | BME CRA 312 10 | X80 Ethernet RIO drop adaptor
K | RIO-K806-1.R0 | CP-K827 | Space | 1 | BMX XEM 010 | Empty Module with hinged cover
K | RIO-K806-1.R0 | CP-K827 | Space | 2 | BMX XEM 010 | Empty Module with hinged cover
K | RIO-K806-1.R0 | CP-K827 | DI | 3 | BMX DDI 3202K | X80 Discrete Input, 32 point, 24 VDC
K | RIO-K806-1.R0 | CP-K827 | Cordset | 3 | BMX FCW 303 | 40-way Terminal Cord Set
K | RIO-K806-1.R0 | CP-K827 | DI | 4 | BMX DDI 3202K | X80 Discrete Input, 32 point, 24 VDC
K | RIO-K806-1.R0 | CP-K827 | Cordset | 4 | BMX FCW 303 | 40-way Terminal Cord Set
K | RIO-K806-1.R0 | CP-K827 | DO | 5 | BMX DDO 1602 | X80 Discrete Output, 16 point, 24 VDC
K | RIO-K806-1.R0 | CP-K827 | Cordset | 5 | BMX FTB 2010 | Screw Clamp Terminal Block
K | RIO-K806-1.R0 | CP-K827 | DO | 6 | BMX DDO 1602 | X80 Discrete Output, 16 point, 24 VDC
K | RIO-K806-1.R0 | CP-K827 | Cordset | 6 | BMX FTB 2010 | Screw Clamp Terminal Block
K | RIO-K806-1.R0 | CP-K827 | AI | 7 | BMX AMI 0810 | X80 Analog Input 8 point, 4-20 mA, isolated
K | RIO-K806-1.R0 | CP-K827 | Cordset | 7 | BMX FTW 308S | 28-Way Removable Terminal Block with Flying Leads
K | RIO-K806-1.R0 | CP-K827 | AI | 8 | BMX AMI 0810 | X80 Analog Input 8 point, 4-20 mA, isolated
K | RIO-K806-1.R0 | CP-K827 | Cordset | 8 | BMX FTW 308S | 28-Way Removable Terminal Block with Flying Leads
K | RIO-K806-1.R0 | CP-K827 | AI | 9 | BMX AMI 0810 | X80 Analog Input 8 point, 4-20 mA, isolated
K | RIO-K806-1.R0 | CP-K827 | Cordset | 9 | BMX FTW 308S | 28-Way Removable Terminal Block with Flying Leads
K | RIO-K806-1.R0 | CP-K827 | AI | 10 | BMX AMI 0810 | X80 Analog Input 8 point, 4-20 mA, isolated
K | RIO-K806-1.R0 | CP-K827 | Cordset | 10 | BMX FTW 308S | 28-Way Removable Terminal Block with Flying Leads
K | RIO-K806-1.R0 | CP-K827 | Space | 11 | BMX XEM 010 | Empty Module with hinged cover
K | RIO-K806-1.R0 | CP-K827 | Accessory | N/A | BMX XBE 1000 | X80 Backplane expander module
K | RIO-K806-1.R0 | CP-K827 | Accessory | N/A | TSX TLY EX | X80 Line Terminators - for rack end - set of 2
K | RIO-K806-1.R0 | CP-K827 | Accessory | N/A | BMX XBC 008K | X80 Backplane extension cable - 0.8 m
K | RIO-K806-1.R1 | CP-K827 | Rack | N/A | BMX XBP 0400 | X80 Xbus 4 Slot Rack
K | RIO-K806-1.R1 | CP-K827 | PS | N/A | BMX CPS 3020 | X80 Power Supply module 24 VDC - 31.2 W
K | RIO-K806-1.R1 | CP-K827 | Space | 0 | BMX XEM 010 | Empty Module with hinged cover
K | RIO-K806-1.R1 | CP-K827 | Space | 1 | BMX XEM 010 | Empty Module with hinged cover
K | RIO-K806-1.R1 | CP-K827 | AO | 2 | BMX AMO 0410 | X80 Analog Output 4 points, 4-20 mA, isolated
K | RIO-K806-1.R1 | CP-K827 | Cordset | 2 | BMX FTB 2010 | Screw Clamp Terminal Block
K | RIO-K806-1.R1 | CP-K827 | AO | 3 | BMX AMO 0410 | X80 Analog Output 4 points, 4-20 mA, isolated
K | RIO-K806-1.R1 | CP-K827 | Cordset | 3 | BMX FTB 2010 | Screw Clamp Terminal Block
K | RIO-K806-1.R1 | CP-K827 | Accessory | N/A | BMX XBE 1000 | X80 Backplane expander module
M | PLC-M800.R0 | CP-M820-1 | Rack | N/A | BME XBP 1200 | X80 XBus+Ethernet 12 Slot Rack
M | PLC-M800.R0 | CP-M820-1 | PS | N/A | BMX CPS 3020 | X80 Power Supply module 24 VDC - 31.2 W
M | PLC-M800.R0 | CP-M820-1 | CPU | 0,1 | BME P58 2040 | M580 Processor
M | PLC-M800.R0 | CP-M820-1 | Comm | 2 | BME NOC 0301 | M580 Ethernet DIO network communication module
M | PLC-M800.R0 | CP-M820-1 | Space | 3 | BMX XEM 010 | Empty Module with hinged cover
M | PLC-M800.R0 | CP-M820-1 | DI | 4 | BMX DAI 1604 | X80 Discrete Input, 16 point, 110 VAC
M | PLC-M800.R0 | CP-M820-1 | Cordset | 4 | 990ADBLYX80103 | Custom Cord - Type 1
M | PLC-M800.R0 | CP-M820-1 | DI | 5 | BMX DAI 1604 | X80 Discrete Input, 16 point, 110 VAC
M | PLC-M800.R0 | CP-M820-1 | Cordset | 5 | 990ADBLYX80103 | Custom Cord - Type 1
M | PLC-M800.R0 | CP-M820-1 | DI | 6 | BMX DAI 1604 | X80 Discrete Input, 16 point, 110 VAC
M | PLC-M800.R0 | CP-M820-1 | Cordset | 6 | 990ADBLYX80103 | Custom Cord - Type 1
M | PLC-M800.R0 | CP-M820-1 | DI | 7 | BMX DDI 3202K | X80 Discrete Input, 32 point, 24 VDC
M | PLC-M800.R0 | CP-M820-1 | Cordset | 7 | BMX FCW 303 | 40-way Terminal Cord Set
M | PLC-M800.R0 | CP-M820-1 | Space | 8 | BMX XEM 010 | Empty Module with hinged cover
M | PLC-M800.R0 | CP-M820-1 | DO | 9 | BMX DDO 1602 | X80 Discrete Output, 16 point, 24 VDC
M | PLC-M800.R0 | CP-M820-1 | Cordset | 9 | 990ADBLYX80104 | Custom Cord - Type 2
M | PLC-M800.R0 | CP-M820-1 | AI | 10 | BMX AMI 0810 | X80 Analog Input 8 point, 4-20 mA, isolated
M | PLC-M800.R0 | CP-M820-1 | Cordset | 10 | 990ADBLYX80101 | Custom Cord - Type 3
M | PLC-M800.R0 | CP-M820-1 | AI | 11 | BMX AMI 0810 | X80 Analog Input 8 point, 4-20 mA, isolated
M | PLC-M800.R0 | CP-M820-1 | Cordset | 11 | 990ADBLYX80101 | Custom Cord - Type 3
M | PLC-M800.R0 | CP-M820-1 | Accessory | N/A | TSX TLY EX | X80 Line Terminators - for rack end - set of 2
M | PLC-M800.R0 | CP-M820-1 | Accessory | N/A | BMX XBC 008K | X80 Backplane extension cable - 0.8 m
M | PLC-M800.R1 | CP-M820-1 | Rack | N/A | BMX XBP 0400 | X80 Xbus 4 Slot Rack
M | PLC-M800.R1 | CP-M820-1 | PS | N/A | BMX CPS 2010 | X80 Power Supply module 24 VDC - 16.8 W
M | PLC-M800.R1 | CP-M820-1 | Space | 0 | BMX XEM 010 | Empty Module with hinged cover
M | PLC-M800.R1 | CP-M820-1 | AO | 1 | BMX AMO 0802 | X80 Analog Output 8 point, 4-20 mA,non-isolated
M | PLC-M800.R1 | CP-M820-1 | Cordset | 1 | 990ADBLYX80102 | Custom Cord - Type 4
M | PLC-M800.R1 | CP-M820-1 | AO | 2 | BMX AMO 0802 | X80 Analog Output 8 point, 4-20 mA,non-isolated
M | PLC-M800.R1 | CP-M820-1 | Cordset | 2 | 990ADBLYX80102 | Custom Cord - Type 4
M | PLC-M800.R1 | CP-M820-1 | Space | 3 | BMX XEM 010 | Empty Module with hinged cover
M | PLC-M800.R1 | CP-M820-1 | Accessory | N/A | BMX XBE 1000 | X80 Backplane expander module
P | PLC-P800-A | CP-P820-1 | Rack | N/A | BME XBP 0800 | X80 Xbus+Ethernet 8 Slot Rack
P | PLC-P800-A | CP-P820-1 | PS | N/A | BMX CPS 3020 | X80 Power Supply module 24 VDC - 31.2 W
P | PLC-P800-A | CP-P820-1 | Accessory | N/A | 490NAC0100 | Hot standby SFP socket - RJ45
P | PLC-P800-A | CP-P820-1 | CPU | 0,1 | BME H58 4040 | M580 Hot Standby Processor
P | PLC-P800-A | CP-P820-1 | Comm | 2 | BME NOC 0301 | M580 Ethernet DIO network communication module
P | PLC-P800-A | CP-P820-1 | Comm | 3 | BME NOC 0321 | M580 Ethernet control network communication module
P | PLC-P800-A | CP-P820-1 | Space | 4 | BMX XEM 010 | Empty Module with hinged cover
P | PLC-P800-A | CP-P820-1 | Space | 5 | BME NOC 0301 | M580 Ethernet DIO network communication module
P | PLC-P800-A | CP-P820-1 | Space | 6 | BMX XEM 010 | Empty Module with hinged cover
P | PLC-P800-A | CP-P820-1 | Space | 7 | BMX XEM 010 | Empty Module with hinged cover
P | PLC-P800-B | CP-P820-3 | Rack | N/A | BME XBP 0800 | X80 Xbus+Ethernet 8 Slot Rack
P | PLC-P800-B | CP-P820-3 | PS | N/A | BMX CPS 3020 | X80 Power Supply module 24 VDC - 31.2 W
P | PLC-P800-B | CP-P820-3 | Accessory | N/A | 490NAC0100 | Hot standby SFP socket - RJ45
P | PLC-P800-B | CP-P820-3 | CPU | 0,1 | BME H58 4040 | M580 Hot Standby Processor
P | PLC-P800-B | CP-P820-3 | Comm | 2 | BME NOC 0301 | M580 Ethernet DIO network communication module
P | PLC-P800-B | CP-P820-3 | Comm | 3 | BME NOC 0321 | M580 Ethernet control network communication module
P | PLC-P800-B | CP-P820-3 | Space | 4 | BMX XEM 010 | Empty Module with hinged cover
P | PLC-P800-B | CP-P820-3 | Space | 5 | BME NOC 0301 | M580 Ethernet DIO network communication module
P | PLC-P800-B | CP-P820-3 | Space | 6 | BMX XEM 010 | Empty Module with hinged cover
P | PLC-P800-B | CP-P820-3 | Space | 7 | BMX XEM 010 | Empty Module with hinged cover
P | PLC-P806.R0 | CP-P826 | Rack | N/A | BME XBP 1200 | X80 XBus+Ethernet 12 Slot Rack
P | PLC-P806.R0 | CP-P826 | PS | N/A | BMX CPS 3020 | X80 Power Supply module 24 VDC - 31.2 W
P | PLC-P806.R0 | CP-P826 | CPU | 0,1 | BME P58 2040 | M580 Processor
P | PLC-P806.R0 | CP-P826 | Comm | 2 | BME NOC 0301 | M580 Ethernet DIO network communication module
P | PLC-P806.R0 | CP-P826 | Space | 3 | BMX XEM 010 | Empty Module with hinged cover
P | PLC-P806.R0 | CP-P826 | DI | 4 | BMX DDI 3202K | X80 Discrete Input, 32 point, 24 VDC
P | PLC-P806.R0 | CP-P826 | Cordset | 4 | BMX FCW 303 | 40-way Terminal Cord Set
P | PLC-P806.R0 | CP-P826 | Space | 5 | BMX XEM 010 | Empty Module with hinged cover
P | PLC-P806.R0 | CP-P826 | DO | 6 | BMX DDO 1602 | X80 Discrete Output, 16 point, 24 VDC
P | PLC-P806.R0 | CP-P826 | Cordset | 6 | BMX FTB 2010 | Screw Clamp Terminal Block
P | PLC-P806.R0 | CP-P826 | Space | 7 | BMX XEM 010 | Empty Module with hinged cover
P | PLC-P806.R0 | CP-P826 | AI | 8 | BMX AMI 0810 | X80 Analog Input 8 point, 4-20 mA, isolated
P | PLC-P806.R0 | CP-P826 | Cordset | 8 | BMX FTW 308S | 28-Way Removable Terminal Block with Flying Leads
P | PLC-P806.R0 | CP-P826 | AI | 9 | BMX AMI 0810 | X80 Analog Input 8 point, 4-20 mA, isolated
P | PLC-P806.R0 | CP-P826 | Cordset | 9 | BMX FTW 308S | 28-Way Removable Terminal Block with Flying Leads
P | PLC-P806.R0 | CP-P826 | AO | 10 | BMX AMO 0410 | X80 Analog Output 4 points, 4-20 mA, isolated
P | PLC-P806.R0 | CP-P826 | Cordset | 10 | BMX FTB 2010 | Screw Clamp Terminal Block
P | PLC-P806.R0 | CP-P826 | AO | 11 | BMX AMO 0410 | X80 Analog Output 4 points, 4-20 mA, isolated
P | PLC-P806.R0 | CP-P826 | Cordset | 11 | BMX FTB 2010 | Screw Clamp Terminal Block
P | RIO-P800-1.R0 | CP-P820-1 | Rack | N/A | BMX XBP 1200 | X80 Xbus 12 Slot Rack
P | RIO-P800-1.R0 | CP-P820-1 | PS | N/A | BMX CPS 3020 | X80 Power Supply module 24 VDC - 31.2 W
P | RIO-P800-1.R0 | CP-P820-1 | Comm | 0 | BME CRA 312 10 | X80 Ethernet RIO drop adaptor
P | RIO-P800-1.R0 | CP-P820-1 | DI | 1 | BMX DAI 1604 | X80 Discrete Input, 16 point, 110 VAC
P | RIO-P800-1.R0 | CP-P820-1 | Cordset | 1 | 990ADBLYX80103 | Custom Cord - Type 1
P | RIO-P800-1.R0 | CP-P820-1 | DI | 2 | BMX DAI 1604 | X80 Discrete Input, 16 point, 110 VAC
P | RIO-P800-1.R0 | CP-P820-1 | Cordset | 2 | 990ADBLYX80103 | Custom Cord - Type 1
P | RIO-P800-1.R0 | CP-P820-1 | DI | 3 | BMX DAI 1604 | X80 Discrete Input, 16 point, 110 VAC
P | RIO-P800-1.R0 | CP-P820-1 | Cordset | 3 | 990ADBLYX80103 | Custom Cord - Type 1
P | RIO-P800-1.R0 | CP-P820-1 | DI | 4 | BMX DAI 1604 | X80 Discrete Input, 16 point, 110 VAC
P | RIO-P800-1.R0 | CP-P820-1 | Cordset | 4 | 990ADBLYX80103 | Custom Cord - Type 1
P | RIO-P800-1.R0 | CP-P820-1 | DI | 5 | BMX DAI 1604 | X80 Discrete Input, 16 point, 110 VAC
P | RIO-P800-1.R0 | CP-P820-1 | Cordset | 5 | 990ADBLYX80103 | Custom Cord - Type 1
P | RIO-P800-1.R0 | CP-P820-1 | DI | 6 | BMX DAI 1604 | X80 Discrete Input, 16 point, 110 VAC
P | RIO-P800-1.R0 | CP-P820-1 | Cordset | 6 | 990ADBLYX80103 | Custom Cord - Type 1
P | RIO-P800-1.R0 | CP-P820-1 | DI | 7 | BMX DAI 1604 | X80 Discrete Input, 16 point, 110 VAC
P | RIO-P800-1.R0 | CP-P820-1 | Cordset | 7 | 990ADBLYX80103 | Custom Cord - Type 1
P | RIO-P800-1.R0 | CP-P820-1 | DI | 8 | BMX DAI 1604 | X80 Discrete Input, 16 point, 110 VAC
P | RIO-P800-1.R0 | CP-P820-1 | Cordset | 8 | 990ADBLYX80103 | Custom Cord - Type 1
P | RIO-P800-1.R0 | CP-P820-1 | Space | 9 | BMX XEM 010 | Empty Module with hinged cover
P | RIO-P800-1.R0 | CP-P820-1 | Space | 10 | BMX XEM 010 | Empty Module with hinged cover
P | RIO-P800-1.R0 | CP-P820-1 | Space | 11 | BMX XEM 010 | Empty Module with hinged cover
P | RIO-P800-1.R0 | CP-P820-1 | Accessory | N/A | BMX XBE 1000 | X80 Backplane expander module
P | RIO-P800-1.R0 | CP-P820-1 | Accessory | N/A | TSX TLY EX | X80 Line Terminators - for rack end - set of 2
P | RIO-P800-1.R0 | CP-P820-1 | Accessory | N/A | BMX XBC 008K | X80 Backplane extension cable - 0.8 m
P | RIO-P800-1.R1 | CP-P820-1 | Rack | N/A | BMX XBP 1200 | X80 Xbus 12 Slot Rack
P | RIO-P800-1.R1 | CP-P820-1 | PS | N/A | BMX CPS 3020 | X80 Power Supply module 24 VDC - 31.2 W
P | RIO-P800-1.R1 | CP-P820-1 | DI | 0 | BMX DDI 3202K | X80 Discrete Input, 32 point, 24 VDC
P | RIO-P800-1.R1 | CP-P820-1 | Cordset | 0 | BMX FCW 303 | 40-way Terminal Cord Set
P | RIO-P800-1.R1 | CP-P820-1 | DO | 1 | BMX DDO 1602 | X80 Discrete Output, 16 point, 24 VDC
P | RIO-P800-1.R1 | CP-P820-1 | Cordset | 1 | 990ADBLYX80104 | Custom Cord - Type 2
P | RIO-P800-1.R1 | CP-P820-1 | DO | 2 | BMX DDO 1602 | X80 Discrete Output, 16 point, 24 VDC
P | RIO-P800-1.R1 | CP-P820-1 | Cordset | 2 | 990ADBLYX80104 | Custom Cord - Type 2
P | RIO-P800-1.R1 | CP-P820-1 | DO | 3 | BMX DDO 1602 | X80 Discrete Output, 16 point, 24 VDC
P | RIO-P800-1.R1 | CP-P820-1 | Cordset | 3 | 990ADBLYX80104 | Custom Cord - Type 2
P | RIO-P800-1.R1 | CP-P820-1 | DO | 4 | BMX DDO 1602 | X80 Discrete Output, 16 point, 24 VDC
P | RIO-P800-1.R1 | CP-P820-1 | Cordset | 4 | 990ADBLYX80104 | Custom Cord - Type 2
P | RIO-P800-1.R1 | CP-P820-1 | AI | 5 | BMX AMI 0810 | X80 Analog Input 8 point, 4-20 mA, isolated
P | RIO-P800-1.R1 | CP-P820-1 | Cordset | 5 | 990ADBLYX80101 | Custom Cord - Type 3
P | RIO-P800-1.R1 | CP-P820-1 | AI | 6 | BMX AMI 0810 | X80 Analog Input 8 point, 4-20 mA, isolated
P | RIO-P800-1.R1 | CP-P820-1 | Cordset | 6 | 990ADBLYX80101 | Custom Cord - Type 3
P | RIO-P800-1.R1 | CP-P820-1 | AI | 7 | BMX AMI 0810 | X80 Analog Input 8 point, 4-20 mA, isolated
P | RIO-P800-1.R1 | CP-P820-1 | Cordset | 7 | 990ADBLYX80101 | Custom Cord - Type 3
P | RIO-P800-1.R1 | CP-P820-1 | AI | 8 | BMX AMI 0810 | X80 Analog Input 8 point, 4-20 mA, isolated
P | RIO-P800-1.R1 | CP-P820-1 | Cordset | 8 | 990ADBLYX80101 | Custom Cord - Type 3
P | RIO-P800-1.R1 | CP-P820-1 | AO | 9 | BMX AMO 0802 | X80 Analog Output 8 point, 4-20 mA,non-isolated
P | RIO-P800-1.R1 | CP-P820-1 | Cordset | 9 | 990ADBLYX80102 | Custom Cord - Type 4
P | RIO-P800-1.R1 | CP-P820-1 | AO | 10 | BMX AMO 0802 | X80 Analog Output 8 point, 4-20 mA,non-isolated
P | RIO-P800-1.R1 | CP-P820-1 | Cordset | 10 | 990ADBLYX80102 | Custom Cord - Type 4
P | RIO-P800-1.R1 | CP-P820-1 | Space | 11 | BMX XEM 010 | Empty Module with hinged cover
P | RIO-P800-1.R1 | CP-P820-1 | Accessory | N/A | BMX XBE 1000 | X80 Backplane expander module
P | RIO-P800-2.R0 | CP-P820-3 | Rack | N/A | BMX XBP 1200 | X80 Xbus 12 Slot Rack
P | RIO-P800-2.R0 | CP-P820-3 | PS | N/A | BMX CPS 3020 | X80 Power Supply module 24 VDC - 31.2 W
P | RIO-P800-2.R0 | CP-P820-3 | Comm | 0 | BME CRA 312 10 | X80 Ethernet RIO drop adaptor
P | RIO-P800-2.R0 | CP-P820-3 | DI | 1 | BMX DAI 1604 | X80 Discrete Input, 16 point, 110 VAC
P | RIO-P8002.R0 | CP-P820-3 | Cordset | 1 | 990ADBLYX80103 | Custom Cord - Type 1
P | RIO-P800-2.R0 | CP-P820-3 | DI | 2 | BMX DAI 1604 | X80 Discrete Input, 16 point, 110 VAC
P | RIO-P800-2.R0 | CP-P820-3 | Cordset | 2 | 990ADBLYX80103 | Custom Cord - Type 1
P | RIO-P800-2.R0 | CP-P820-3 | DI | 3 | BMX DAI 1604 | X80 Discrete Input, 16 point, 110 VAC
P | RIO-P800-2.R0 | CP-P820-3 | Cordset | 3 | 990ADBLYX80103 | Custom Cord - Type 1
P | RIO-P800-2.R0 | CP-P820-3 | DI | 4 | BMX DAI 1604 | X80 Discrete Input, 16 point, 110 VAC
P | RIO-P800-2.R0 | CP-P820-3 | Cordset | 4 | 990ADBLYX80103 | Custom Cord - Type 1
P | RIO-P800-2.R0 | CP-P820-3 | DI | 5 | BMX DAI 1604 | X80 Discrete Input, 16 point, 110 VAC
P | RIO-P800-2.R0 | CP-P820-3 | Cordset | 5 | 990ADBLYX80103 | Custom Cord - Type 1
P | RIO-P800-2.R0 | CP-P820-3 | DI | 6 | BMX DAI 1604 | X80 Discrete Input, 16 point, 110 VAC
P | RIO-P800-2.R0 | CP-P820-3 | Cordset | 6 | 990ADBLYX80103 | Custom Cord - Type 1
P | RIO-P800-2.R0 | CP-P820-3 | DI | 7 | BMX DAI 1604 | X80 Discrete Input, 16 point, 110 VAC
P | RIO-P800-2.R0 | CP-P820-3 | Cordset | 7 | 990ADBLYX80103 | Custom Cord - Type 1
P | RIO-P800-2.R0 | CP-P820-3 | DI | 8 | BMX DAI 1604 | X80 Discrete Input, 16 point, 110 VAC
P | RIO-P800-2.R0 | CP-P820-3 | Cordset | 8 | 990ADBLYX80103 | Custom Cord - Type 1
P | RIO-P800-2.R0 | CP-P820-3 | DI | 9 | BMX DAI 1604 | X80 Discrete Input, 16 point, 110 VAC
P | RIO-P800-2.R0 | CP-P820-3 | Cordset | 9 | 990ADBLYX80103 | Custom Cord - Type 1
P | RIO-P800-2.R0 | CP-P820-3 | DI | 10 | BMX DAI 1604 | X80 Discrete Input, 16 point, 110 VAC
P | RIO-P800-2.R0 | CP-P820-3 | Cordset | 10 | 990ADBLYX80103 | Custom Cord - Type 1
P | RIO-P800-2.R0 | CP-P820-3 | DI | 11 | BMX DAI 1604 | X80 Discrete Input, 16 point, 110 VAC
P | RIO-P800-2.R0 | CP-P820-3 | Cordset | 11 | 990ADBLYX80103 | Custom Cord - Type 1
P | RIO-P800-2.R0 | CP-P820-3 | Accessory | N/A | BMX XBE 1000 | X80 Backplane expander module
P | RIO-P800-2.R0 | CP-P820-3 | Accessory | N/A | TSX TLY EX | X80 Line Terminators - for rack end - set of 2
P | RIO-P800-2.R0 | CP-P820-3 | Accessory | N/A | BMX XBC 008K | X80 Backplane extension cable - 0.8 m
P | RIO-P800-2.R1 | CP-P820-3 | Rack | N/A | BMX XBP 1200 | X80 Xbus 12 Slot Rack
P | RIO-P800-2.R1 | CP-P820-3 | PS | N/A | BMX CPS 2010 | X80 Power Supply module 24 VDC - 16.8 W
P | RIO-P800-2.R1 | CP-P820-3 | DI | 0 | BMX DAI 1604 | X80 Discrete Input, 16 point, 110 VAC
P | RIO-P800-2.R1 | CP-P820-3 | Cordset | 0 | 990ADBLYX80103 | Custom Cord - Type 1
P | RIO-P800-2.R1 | CP-P820-3 | DI | 1 | BMX DAI 1604 | X80 Discrete Input, 16 point, 110 VAC
P | RIO-P800-2.R1 | CP-P820-3 | Cordset | 1 | 990ADBLYX80103 | Custom Cord - Type 1
P | RIO-P800-2.R1 | CP-P820-3 | Space | 2 | BMX XEM 010 | Empty Module with hinged cover
P | RIO-P800-2.R1 | CP-P820-3 | Space | 3 | BMX XEM 010 | Empty Module with hinged cover
P | RIO-P800-2.R1 | CP-P820-3 | DI | 4 | BMX DDI 3202K | X80 Discrete Input, 32 point, 24 VDC
P | RIO-P800-2.R1 | CP-P820-3 | Cordset | 4 | BMX FCW 303 | 40-way Terminal Cord Set
P | RIO-P800-2.R1 | CP-P820-3 | DO | 5 | BMX DDO 1602 | X80 Discrete Output, 16 point, 24 VDC
P | RIO-P800-2.R1 | CP-P820-3 | Cordset | 5 | 990ADBLYX80104 | Custom Cord - Type 2
P | RIO-P800-2.R1 | CP-P820-3 | DO | 6 | BMX DDO 1602 | X80 Discrete Output, 16 point, 24 VDC
P | RIO-P800-2.R1 | CP-P820-3 | Cordset | 6 | 990ADBLYX80104 | Custom Cord - Type 2
P | RIO-P800-2.R1 | CP-P820-3 | DO | 7 | BMX DDO 1602 | X80 Discrete Output, 16 point, 24 VDC
P | RIO-P800-2.R1 | CP-P820-3 | Cordset | 7 | 990ADBLYX80104 | Custom Cord - Type 2
P | RIO-P800-2.R1 | CP-P820-3 | DO | 8 | BMX DDO 1602 | X80 Discrete Output, 16 point, 24 VDC
P | RIO-P800-2.R1 | CP-P820-3 | Cordset | 8 | 990ADBLYX80104 | Custom Cord - Type 2
P | RIO-P800-2.R1 | CP-P820-3 | DO | 9 | BMX DDO 1602 | X80 Discrete Output, 16 point, 24 VDC
P | RIO-P800-2.R1 | CP-P820-3 | Cordset | 9 | 990ADBLYX80104 | Custom Cord - Type 2
P | RIO-P800-2.R1 | CP-P820-3 | DO | 10 | BMX DDO 1602 | X80 Discrete Output, 16 point, 24 VDC
P | RIO-P800-2.R1 | CP-P820-3 | Cordset | 10 | 990ADBLYX80104 | Custom Cord - Type 2
P | RIO-P800-2.R1 | CP-P820-3 | Space | 11 | BMX XEM 010 | Empty Module with hinged cover
P | RIO-P800-2.R1 | CP-P820-3 | Accessory | N/A | BMX XBE 1000 | X80 Backplane expander module
P | RIO-P800-3.R0 | CP-P820-3 | Rack | N/A | BMX XBP 1200 | X80 Xbus 12 Slot Rack
P | RIO-P800-3.R0 | CP-P820-3 | PS | N/A | BMX CPS 3020 | X80 Power Supply module 24 VDC - 31.2 W
P | RIO-P800-3.R0 | CP-P820-3 | Comm | 0 | BME CRA 312 10 | X80 Ethernet RIO drop adaptor
P | RIO-P800-3.R0 | CP-P820-3 | AI | 1 | BMX AMI 0810 | X80 Analog Input 8 point, 4-20 mA, isolated
P | RIO-P800-3.R0 | CP-P820-3 | Cordset | 1 | 990ADBLYX80101 | Custom Cord - Type 3
P | RIO-P800-3.R0 | CP-P820-3 | AI | 2 | BMX AMI 0810 | X80 Analog Input 8 point, 4-20 mA, isolated
P | RIO-P800-3.R0 | CP-P820-3 | Cordset | 2 | 990ADBLYX80101 | Custom Cord - Type 3
P | RIO-P800-3.R0 | CP-P820-3 | AI | 3 | BMX AMI 0810 | X80 Analog Input 8 point, 4-20 mA, isolated
P | RIO-P800-3.R0 | CP-P820-3 | Cordset | 3 | 990ADBLYX80101 | Custom Cord - Type 3
P | RIO-P800-3.R0 | CP-P820-3 | AI | 4 | BMX AMI 0810 | X80 Analog Input 8 point, 4-20 mA, isolated
P | RIO-P800-3.R0 | CP-P820-3 | Cordset | 4 | 990ADBLYX80101 | Custom Cord - Type 3
P | RIO-P800-3.R0 | CP-P820-3 | AO | 5 | BMX AMO 0802 | X80 Analog Output 8 point, 4-20 mA,non-isolated
P | RIO-P800-3.R0 | CP-P820-3 | Cordset | 5 | 990ADBLYX80102 | Custom Cord - Type 4
P | RIO-P800-3.R0 | CP-P820-3 | AO | 6 | BMX AMO 0802 | X80 Analog Output 8 point, 4-20 mA,non-isolated
P | RIO-P800-3.R0 | CP-P820-3 | Cordset | 6 | 990ADBLYX80102 | Custom Cord - Type 4
P | RIO-P800-3.R0 | CP-P820-3 | Space | 7 | BMX XEM 010 | Empty Module with hinged cover
P | RIO-P800-3.R0 | CP-P820-3 | Space | 8 | BMX XEM 010 | Empty Module with hinged cover
P | RIO-P800-3.R0 | CP-P820-3 | Space | 9 | BMX XEM 010 | Empty Module with hinged cover
P | RIO-P800-3.R0 | CP-P820-3 | Space | 10 | BMX XEM 010 | Empty Module with hinged cover
P | RIO-P800-3.R0 | CP-P820-3 | Space | 11 | BMX XEM 010 | Empty Module with hinged cover
R | PLC-R800-A | CP-R820 | Rack | N/A | BME XBP 0800 | X80 Xbus+Ethernet 8 Slot Rack
R | PLC-R800-A | CP-R820 | PS | N/A | BMX CPS 3020 | X80 Power Supply module 24 VDC - 31.2 W
R | PLC-R800-A | CP-R820 | Accessory | N/A | 490NAC0100 | Hot standby SFP socket - RJ45
R | PLC-R800-A | CP-R820 | CPU | 0,1 | BME H58 4040 | M580 Hot Standby Processor
R | PLC-R800-A | CP-R820 | Comm | 2 | BME NOC 0301 | M580 Ethernet DIO network communication module
R | PLC-R800-A | CP-R820 | Comm | 3 | BME NOC 0321 | M580 Ethernet control network communication module
R | PLC-R800-A | CP-R820 | Space | 4 | BMX XEM 010 | Empty Module with hinged cover
R | PLC-R800-A | CP-R820 | Space | 5 | BME NOC 0301 | M580 Ethernet DIO network communication module
R | PLC-R800-A | CP-R820 | Space | 6 | BMX XEM 010 | Empty Module with hinged cover
R | PLC-R800-A | CP-R820 | Space | 7 | BMX XEM 010 | Empty Module with hinged cover
R | PLC-R800-B | CP-R820 | Rack | N/A | BME XBP 0800 | X80 Xbus+Ethernet 8 Slot Rack
R | PLC-R800-B | CP-R820 | PS | N/A | BMX CPS 3020 | X80 Power Supply module 24 VDC - 31.2 W
R | PLC-R800-B | CP-R820 | Accessory | N/A | 490NAC0100 | Hot standby SFP socket - RJ45
R | PLC-R800-B | CP-R820 | CPU | 0,1 | BME H58 4040 | M580 Hot Standby Processor
R | PLC-R800-B | CP-R820 | Comm | 2 | BME NOC 0301 | M580 Ethernet DIO network communication module
R | PLC-R800-B | CP-R820 | Comm | 3 | BME NOC 0321 | M580 Ethernet control network communication module
R | PLC-R800-B | CP-R820 | Space | 4 | BMX XEM 010 | Empty Module with hinged cover
R | PLC-R800-B | CP-R820 | Space | 5 | BME NOC 0301 | M580 Ethernet DIO network communication module
R | PLC-R800-B | CP-R820 | Space | 6 | BMX XEM 010 | Empty Module with hinged cover
R | PLC-R800-B | CP-R820 | Space | 7 | BMX XEM 010 | Empty Module with hinged cover
R | PLC-R806.R0 | CP-R826 | Rack | N/A | BME XBP 1200 | X80 XBus+Ethernet 12 Slot Rack
R | PLC-R806.R0 | CP-R826 | PS | N/A | BMX CPS 3020 | X80 Power Supply module 24 VDC - 31.2 W
R | PLC-R806.R0 | CP-R826 | CPU | 0,1 | BME P58 2040 | M580 Processor
R | PLC-R806.R0 | CP-R826 | Comm | 2 | BME NOC 0301 | M580 Ethernet DIO network communication module
R | PLC-R806.R0 | CP-R826 | Space | 3 | BMX XEM 010 | Empty Module with hinged cover
R | PLC-R806.R0 | CP-R826 | DI | 4 | BMX DDI 3202K | X80 Discrete Input, 32 point, 24 VDC
R | PLC-R806.R0 | CP-R826 | Cordset | 4 | BMX FCW 303 | 40-way Terminal Cord Set
R | PLC-R806.R0 | CP-R826 | DI | 5 | BMX DDI 3202K | X80 Discrete Input, 32 point, 24 VDC
R | PLC-R806.R0 | CP-R826 | Cordset | 5 | BMX FCW 303 | 40-way Terminal Cord Set
R | PLC-R806.R0 | CP-R826 | Space | 6 | BMX XEM 010 | Empty Module with hinged cover
R | PLC-R806.R0 | CP-R826 | DO | 7 | BMX DDO 1602 | X80 Discrete Output, 16 point, 24 VDC
R | PLC-R806.R0 | CP-R826 | Cordset | 7 | BMX FTB 2010 | Screw Clamp Terminal Block
R | PLC-R806.R0 | CP-R826 | Space | 8 | BMX XEM 010 | Empty Module with hinged cover
R | PLC-R806.R0 | CP-R826 | AI | 9 | BMX AMI 0810 | X80 Analog Input 8 point, 4-20 mA, isolated
R | PLC-R806.R0 | CP-R826 | Cordset | 9 | BMX FTW 308S | 28-Way Removable Terminal Block with Flying Leads
R | PLC-R806.R0 | CP-R826 | AI | 10 | BMX AMI 0810 | X80 Analog Input 8 point, 4-20 mA, isolated
R | PLC-R806.R0 | CP-R826 | Cordset | 10 | BMX FTW 308S | 28-Way Removable Terminal Block with Flying Leads
R | PLC-R806.R0 | CP-R826 | AI | 11 | BMX AMI 0810 | X80 Analog Input 8 point, 4-20 mA, isolated
R | PLC-R806.R0 | CP-R826 | Cordset | 11 | BMX FTW 308S | 28-Way Removable Terminal Block with Flying Leads
R | PLC-R806.R0 | CP-R826 | Accessory | N/A | BMX XBE 1000 | X80 Backplane expander module
R | PLC-R806.R0 | CP-R826 | Accessory | N/A | TSX TLY EX | X80 Line Terminators - for rack end - set of 2
R | PLC-R806.R0 | CP-R826 | Accessory | N/A | BMX XBC 008K | X80 Backplane extension cable - 0.8 m
R | PLC-R806.R1 | CP-R826 | Rack | N/A | BMX XBP 0400 | X80 Xbus 4 Slot Rack
R | PLC-R806.R1 | CP-R826 | PS | N/A | BMX CPS 3020 | X80 Power Supply module 24 VDC - 31.2 W
R | PLC-R806.R1 | CP-R826 | AI | 0 | BMX AMI 0810 | X80 Analog Input 8 point, 4-20 mA, isolated
R | PLC-R806.R1 | CP-R826 | Cordset | 0 | BMX FTW 308S | 28-Way Removable Terminal Block with Flying Leads
R | PLC-R806.R1 | CP-R826 | AI | 1 | BMX AMI 0810 | X80 Analog Input 8 point, 4-20 mA, isolated
R | PLC-R806.R1 | CP-R826 | Cordset | 1 | BMX FTW 308S | 28-Way Removable Terminal Block with Flying Leads
R | PLC-R806.R1 | CP-R826 | AO | 2 | BMX AMO 0410 | X80 Analog Output 4 points, 4-20 mA, isolated
R | PLC-R806.R1 | CP-R826 | Cordset | 2 | BMX FTB 2010 | Screw Clamp Terminal Block
R | PLC-R806.R1 | CP-R826 | AO | 3 | BMX AMO 0410 | X80 Analog Output 4 points, 4-20 mA, isolated
R | PLC-R806.R1 | CP-R826 | Cordset | 3 | BMX FTB 2010 | Screw Clamp Terminal Block
R | PLC-R806.R1 | CP-R826 | Accessory | N/A | BMX XBE 1000 | X80 Backplane expander module
R | RIO-R800-1.R0 | CP-R821 | Rack | N/A | BME XBP 0800 | X80 Xbus+Ethernet 8 Slot Rack
R | RIO-R800-1.R0 | CP-R821 | PS | N/A | BMX CPS 3020 | X80 Power Supply module 24 VDC - 31.2 W
R | RIO-R800-1.R0 | CP-R821 | Comm | 0 | BME CRA 312 10 | X80 Ethernet RIO drop adaptor
R | RIO-R800-1.R0 | CP-R821 | DI | 1 | BMX DDI 3202K | X80 Discrete Input, 32 point, 24 VDC
R | RIO-R800-1.R0 | CP-R821 | Cordset | 1 | BMX FCW 303 | 40-way Terminal Cord Set
R | RIO-R800-1.R0 | CP-R821 | DI | 2 | BMX DDI 3202K | X80 Discrete Input, 32 point, 24 VDC
R | RIO-R800-1.R0 | CP-R821 | Cordset | 2 | BMX FCW 303 | 40-way Terminal Cord Set
R | RIO-R800-1.R0 | CP-R821 | Space | 3 | BMX XEM 010 | Empty Module with hinged cover
R | RIO-R800-1.R0 | CP-R821 | DO | 4 | BMX DDO 1602 | X80 Discrete Output, 16 point, 24 VDC
R | RIO-R800-1.R0 | CP-R821 | Cordset | 4 | BMX FTB 2010 | Screw Clamp Terminal Block
R | RIO-R800-1.R0 | CP-R821 | AI | 5 | BMX AMI 0810 | X80 Analog Input 8 point, 4-20 mA, isolated
R | RIO-R800-1.R0 | CP-R821 | Cordset | 5 | BMX FTW 308S | 28-Way Removable Terminal Block with Flying Leads
R | RIO-R800-1.R0 | CP-R821 | AI | 6 | BMX AMI 0810 | X80 Analog Input 8 point, 4-20 mA, isolated
R | RIO-R800-1.R0 | CP-R821 | Cordset | 6 | BMX FTW 308S | 28-Way Removable Terminal Block with Flying Leads
R | RIO-R800-1.R0 | CP-R821 | Space | 7 | BMX XEM 010 | Empty Module with hinged cover
R | RIO-R806-1.R0 | CP-R827 | Rack | N/A | BME XBP 1200 | X80 XBus+Ethernet 12 Slot Rack
R | RIO-R806-1.R0 | CP-R827 | PS | N/A | BMX CPS 3020 | X80 Power Supply module 24 VDC - 31.2 W
R | RIO-R806-1.R0 | CP-R827 | Comm | 0 | BME CRA 312 10 | X80 Ethernet RIO drop adaptor
R | RIO-R806-1.R0 | CP-R827 | Space | 1 | BMX XEM 010 | Empty Module with hinged cover
R | RIO-R806-1.R0 | CP-R827 | DI | 2 | BMX DDI 3202K | X80 Discrete Input, 32 point, 24 VDC
R | RIO-R806-1.R0 | CP-R827 | Cordset | 2 | BMX FCW 303 | 40-way Terminal Cord Set
R | RIO-R806-1.R0 | CP-R827 | DI | 3 | BMX DDI 3202K | X80 Discrete Input, 32 point, 24 VDC
R | RIO-R806-1.R0 | CP-R827 | Cordset | 3 | BMX FCW 303 | 40-way Terminal Cord Set
R | RIO-R806-1.R0 | CP-R827 | Space | 4 | BMX XEM 010 | Empty Module with hinged cover
R | RIO-R806-1.R0 | CP-R827 | DO | 5 | BMX DDO 1602 | X80 Discrete Output, 16 point, 24 VDC
R | RIO-R806-1.R0 | CP-R827 | Cordset | 5 | BMX FTB 2010 | Screw Clamp Terminal Block
R | RIO-R806-1.R0 | CP-R827 | Space | 6 | BMX XEM 010 | Empty Module with hinged cover
R | RIO-R806-1.R0 | CP-R827 | AI | 7 | BMX AMI 0810 | X80 Analog Input 8 point, 4-20 mA, isolated
R | RIO-R806-1.R0 | CP-R827 | Cordset | 7 | BMX FTW 308S | 28-Way Removable Terminal Block with Flying Leads
R | RIO-R806-1.R0 | CP-R827 | AI | 8 | BMX AMI 0810 | X80 Analog Input 8 point, 4-20 mA, isolated
R | RIO-R806-1.R0 | CP-R827 | Cordset | 8 | BMX FTW 308S | 28-Way Removable Terminal Block with Flying Leads
R | RIO-R806-1.R0 | CP-R827 | Space | 9 | BMX XEM 010 | Empty Module with hinged cover
R | RIO-R806-1.R0 | CP-R827 | Space | 10 | BMX XEM 010 | Empty Module with hinged cover
R | RIO-R806-1.R0 | CP-R827 | Space | 11 | BMX XEM 010 | Empty Module with hinged cover
S | PLC-S801-A | CP-S820-1 | Rack | N/A | BME XBP 0800 | X80 Xbus+Ethernet 8 Slot Rack
S | PLC-S801-A | CP-S820-1 | PS | N/A | BMX CPS 3020 | X80 Power Supply module 24 VDC - 31.2 W
S | PLC-S801-A | CP-S820-1 | Accessory | N/A | 490NAC0100 | Hot standby SFP socket - RJ45
S | PLC-S801-A | CP-S820-1 | CPU | 0,1 | BME H58 4040 | M580 Hot Standby Processor
S | PLC-S801-A | CP-S820-1 | Comm | 2 | BME NOC 0301 | M580 Ethernet DIO network communication module
S | PLC-S801-A | CP-S820-1 | Comm | 3 | BME NOC 0321 | M580 Ethernet control network communication module
S | PLC-S801-A | CP-S820-1 | Space | 4 | BMX XEM 010 | Empty Module with hinged cover
S | PLC-S801-A | CP-S820-1 | Space | 5 | BME NOC 0301 | M580 Ethernet DIO network communication module
S | PLC-S801-A | CP-S820-1 | Space | 6 | BMX XEM 010 | Empty Module with hinged cover
S | PLC-S801-A | CP-S820-1 | Space | 7 | BMX XEM 010 | Empty Module with hinged cover
S | PLC-S801-B | CP-S820-3 | Rack | N/A | BME XBP 0800 | X80 Xbus+Ethernet 8 Slot Rack
S | PLC-S801-B | CP-S820-3 | PS | N/A | BMX CPS 3020 | X80 Power Supply module 24 VDC - 31.2 W
S | PLC-S801-B | CP-S820-3 | Accessory | N/A | 490NAC0100 | Hot standby SFP socket - RJ45
S | PLC-S801-B | CP-S820-3 | CPU | 0,1 | BME H58 4040 | M580 Hot Standby Processor
S | PLC-S801-B | CP-S820-3 | Comm | 2 | BME NOC 0301 | M580 Ethernet DIO network communication module
S | PLC-S801-B | CP-S820-3 | Comm | 3 | BME NOC 0321 | M580 Ethernet control network communication module
S | PLC-S801-B | CP-S820-3 | Space | 4 | BMX XEM 010 | Empty Module with hinged cover
S | PLC-S801-B | CP-S820-3 | Space | 5 | BME NOC 0301 | M580 Ethernet DIO network communication module
S | PLC-S801-B | CP-S820-3 | Space | 6 | BMX XEM 010 | Empty Module with hinged cover
S | PLC-S801-B | CP-S820-3 | Space | 7 | BMX XEM 010 | Empty Module with hinged cover
S | PLC-S802-A | CP-S822 | Rack | N/A | BME XBP 0800 | X80 Xbus+Ethernet 8 Slot Rack
S | PLC-S802-A | CP-S822 | PS | N/A | BMX CPS 3020 | X80 Power Supply module 24 VDC - 31.2 W
S | PLC-S802-A | CP-S822 | Accessory | N/A | 490NAC0100 | Hot standby SFP socket - RJ45
S | PLC-S802-A | CP-S822 | CPU | 0,1 | BME H58 4040 | M580 Hot Standby Processor
S | PLC-S802-A | CP-S822 | Comm | 2 | BME NOC 0301 | M580 Ethernet DIO network communication module
S | PLC-S802-A | CP-S822 | Comm | 3 | BME NOC 0321 | M580 Ethernet control network communication module
S | PLC-S802-A | CP-S822 | Space | 4 | BMX XEM 010 | Empty Module with hinged cover
S | PLC-S802-A | CP-S822 | Space | 5 | BME NOC 0301 | M580 Ethernet DIO network communication module
S | PLC-S802-A | CP-S822 | Space | 6 | BMX XEM 010 | Empty Module with hinged cover
S | PLC-S802-A | CP-S822 | Space | 7 | BMX XEM 010 | Empty Module with hinged cover
S | PLC-S802-B | CP-S822 | Rack | N/A | BME XBP 0800 | X80 Xbus+Ethernet 8 Slot Rack
S | PLC-S802-B | CP-S822 | PS | N/A | BMX CPS 3020 | X80 Power Supply module 24 VDC - 31.2 W
S | PLC-S802-B | CP-S822 | Accessory | N/A | 490NAC0100 | Hot standby SFP socket - RJ45
S | PLC-S802-B | CP-S822 | CPU | 0,1 | BME H58 4040 | M580 Hot Standby Processor
S | PLC-S802-B | CP-S822 | Comm | 2 | BME NOC 0301 | M580 Ethernet DIO network communication module
S | PLC-S802-B | CP-S822 | Comm | 3 | BME NOC 0321 | M580 Ethernet control network communication module
S | PLC-S802-B | CP-S822 | Space | 4 | BMX XEM 010 | Empty Module with hinged cover
S | PLC-S802-B | CP-S822 | Space | 5 | BME NOC 0301 | M580 Ethernet DIO network communication module
S | PLC-S802-B | CP-S822 | Space | 6 | BMX XEM 010 | Empty Module with hinged cover
S | PLC-S802-B | CP-S822 | Space | 7 | BMX XEM 010 | Empty Module with hinged cover
S | PLC-S806.R0 | CP-S826 | Rack | N/A | BME XBP 1200 | X80 XBus+Ethernet 12 Slot Rack
S | PLC-S806.R0 | CP-S826 | PS | N/A | BMX CPS 3020 | X80 Power Supply module 24 VDC - 31.2 W
S | PLC-S806.R0 | CP-S826 | CPU | 0,1 | BME P58 2040 | M580 Processor
S | PLC-S806.R0 | CP-S826 | Comm | 2 | BME NOC 0301 | M580 Ethernet DIO network communication module
S | PLC-S806.R0 | CP-S826 | Space | 3 | BMX XEM 010 | Empty Module with hinged cover
S | PLC-S806.R0 | CP-S826 | DI | 4 | BMX DDI 3202K | X80 Discrete Input, 32 point, 24 VDC
S | PLC-S806.R0 | CP-S826 | Cordset | 4 | BMX FCW 303 | 40-way Terminal Cord Set
S | PLC-S806.R0 | CP-S826 | DI | 5 | BMX DDI 3202K | X80 Discrete Input, 32 point, 24 VDC
S | PLC-S806.R0 | CP-S826 | Cordset | 5 | BMX FCW 303 | 40-way Terminal Cord Set
S | PLC-S806.R0 | CP-S826 | Space | 6 | BMX XEM 010 | Empty Module with hinged cover
S | PLC-S806.R0 | CP-S826 | DO | 7 | BMX DDO 1602 | X80 Discrete Output, 16 point, 24 VDC
S | PLC-S806.R0 | CP-S826 | Cordset | 7 | BMX FTB 2010 | Screw Clamp Terminal Block
S | PLC-S806.R0 | CP-S826 | AI | 8 | BMX AMI 0810 | X80 Analog Input 8 point, 4-20 mA, isolated
S | PLC-S806.R0 | CP-S826 | Cordset | 8 | BMX FTW 308S | 28-Way Removable Terminal Block with Flying Leads
S | PLC-S806.R0 | CP-S826 | AI | 9 | BMX AMI 0810 | X80 Analog Input 8 point, 4-20 mA, isolated
S | PLC-S806.R0 | CP-S826 | Cordset | 9 | BMX FTW 308S | 28-Way Removable Terminal Block with Flying Leads
S | PLC-S806.R0 | CP-S826 | AI | 10 | BMX AMI 0810 | X80 Analog Input 8 point, 4-20 mA, isolated
S | PLC-S806.R0 | CP-S826 | Cordset | 10 | BMX FTW 308S | 28-Way Removable Terminal Block with Flying Leads
S | PLC-S806.R0 | CP-S826 | AI | 11 | BMX AMI 0810 | X80 Analog Input 8 point, 4-20 mA, isolated
S | PLC-S806.R0 | CP-S826 | Cordset | 11 | BMX FTW 308S | 28-Way Removable Terminal Block with Flying Leads
S | PLC-S806.R0 | CP-S826 | Accessory | N/A | BMX XBE 1000 | X80 Backplane expander module
S | PLC-S806.R0 | CP-S826 | Accessory | N/A | TSX TLY EX | X80 Line Terminators - for rack end - set of 2
S | PLC-S806.R0 | CP-S826 | Accessory | N/A | BMX XBC 008K | X80 Backplane extension cable - 0.8 m
S | PLC-S806.R1 | CP-S826 | Rack | N/A | BMX XBP 0400 | X80 Xbus 4 Slot Rack
S | PLC-S806.R1 | CP-S826 | PS | N/A | BMX CPS 3020 | X80 Power Supply module 24 VDC - 31.2 W
S | PLC-S806.R1 | CP-S826 | AI | 0 | BMX AMI 0810 | X80 Analog Input 8 point, 4-20 mA, isolated
S | PLC-S806.R1 | CP-S826 | Cordset | 0 | BMX FTW 308S | 28-Way Removable Terminal Block with Flying Leads
S | PLC-S806.R1 | CP-S826 | AI | 1 | BMX AMI 0810 | X80 Analog Input 8 point, 4-20 mA, isolated
S | PLC-S806.R1 | CP-S826 | Cordset | 1 | BMX FTB 2010 | Screw Clamp Terminal Block
S | PLC-S806.R1 | CP-S826 | AO | 2 | BMX AMO 0410 | X80 Analog Output 4 points, 4-20 mA, isolated
S | PLC-S806.R1 | CP-S826 | Cordset | 2 | BMX FTB 2010 | Screw Clamp Terminal Block
S | PLC-S806.R1 | CP-S826 | AO | 3 | BMX AMO 0410 | X80 Analog Output 4 points, 4-20 mA, isolated
S | PLC-S806.R1 | CP-S826 | Cordset | 3 | BMX FTB 2010 | Screw Clamp Terminal Block
S | PLC-S806.R1 | CP-S826 | Accessory | N/A | BMX XBE 1000 | X80 Backplane expander module
S | RIO-S801-1.R0 | CP-S820-1 | Rack | N/A | BMX XBP 1200 | X80 Xbus 12 Slot Rack
S | RIO-S801-1.R0 | CP-S820-1 | PS | N/A | BMX CPS 3020 | X80 Power Supply module 24 VDC - 31.2 W
S | RIO-S801-1.R0 | CP-S820-1 | Comm | 0 | BME CRA 312 10 | X80 Ethernet RIO drop adaptor
S | RIO-S801-1.R0 | CP-S820-1 | DI | 1 | BMX DAI 1604 | X80 Discrete Input, 16 point, 110 VAC
S | RIO-S801-1.R0 | CP-S820-1 | Cordset | 1 | 990ADBLYX80103 | Custom Cord - Type 1
S | RIO-S801-1.R0 | CP-S820-1 | DI | 2 | BMX DAI 1604 | X80 Discrete Input, 16 point, 110 VAC
S | RIO-S801-1.R0 | CP-S820-1 | Cordset | 2 | 990ADBLYX80103 | Custom Cord - Type 1
S | RIO-S801-1.R0 | CP-S820-1 | DI | 3 | BMX DAI 1604 | X80 Discrete Input, 16 point, 110 VAC
S | RIO-S801-1.R0 | CP-S820-1 | Cordset | 3 | 990ADBLYX80103 | Custom Cord - Type 1
S | RIO-S801-1.R0 | CP-S820-1 | DI | 4 | BMX DAI 1604 | X80 Discrete Input, 16 point, 110 VAC
S | RIO-S801-1.R0 | CP-S820-1 | Cordset | 4 | 990ADBLYX80103 | Custom Cord - Type 1
S | RIO-S801-1.R0 | CP-S820-1 | DI | 5 | BMX DAI 1604 | X80 Discrete Input, 16 point, 110 VAC
S | RIO-S801-1.R0 | CP-S820-1 | Cordset | 5 | 990ADBLYX80103 | Custom Cord - Type 1
S | RIO-S801-1.R0 | CP-S820-1 | DI | 6 | BMX DAI 1604 | X80 Discrete Input, 16 point, 110 VAC
S | RIO-S801-1.R0 | CP-S820-1 | Cordset | 6 | 990ADBLYX80103 | Custom Cord - Type 1
S | RIO-S801-1.R0 | CP-S820-1 | DI | 7 | BMX DAI 1604 | X80 Discrete Input, 16 point, 110 VAC
S | RIO-S801-1.R0 | CP-S820-1 | Cordset | 7 | 990ADBLYX80103 | Custom Cord - Type 1
S | RIO-S801-1.R0 | CP-S820-1 | DI | 8 | BMX DAI 1604 | X80 Discrete Input, 16 point, 110 VAC
S | RIO-S801-1.R0 | CP-S820-1 | Cordset | 8 | 990ADBLYX80103 | Custom Cord - Type 1
S | RIO-S801-1.R0 | CP-S820-1 | DI | 9 | BMX DAI 1604 | X80 Discrete Input, 16 point, 110 VAC
S | RIO-S801-1.R0 | CP-S820-1 | Cordset | 9 | 990ADBLYX80103 | Custom Cord - Type 1
S | RIO-S801-1.R0 | CP-S820-1 | DI | 10 | BMX DAI 1604 | X80 Discrete Input, 16 point, 110 VAC
S | RIO-S801-1.R0 | CP-S820-1 | Cordset | 10 | 990ADBLYX80103 | Custom Cord - Type 1
S | RIO-S801-1.R0 | CP-S820-1 | DI | 11 | BMX DAI 1604 | X80 Discrete Input, 16 point, 110 VAC
S | RIO-S801-1.R0 | CP-S820-1 | Cordset | 11 | 990ADBLYX80103 | Custom Cord - Type 1
S | RIO-P800-1.R0 | CP-S820-1 | Accessory | N/A | BMX XBC 008K | X80 Backplane extension cable - 0.8 m
S | RIO-S800-1.R0 | CP-S820-1 | Accessory | N/A | BMX XBE 1000 | X80 Backplane expander module
S | RIO-S800-1.R0 | CP-S820-1 | Accessory | N/A | TSX TLY EX | X80 Line Terminators - for rack end - set of 2
S | RIO-S801-1.R1 | CP-S820-1 | Rack | N/A | BMX XBP 1200 | X80 Xbus 12 Slot Rack
S | RIO-S801-1.R1 | CP-S820-1 | PS | N/A | BMX CPS 2010 | X80 Power Supply module 24 VDC - 16.8 W
S | RIO-S801-1.R1 | CP-S820-1 | DI | 0 | BMX DAI 1604 | X80 Discrete Input, 16 point, 110 VAC
S | RIO-S801-1.R1 | CP-S820-1 | Cordset | 0 | 990ADBLYX80103 | Custom Cord - Type 1
S | RIO-S801-1.R1 | CP-S820-1 | Space | 1 | BMX XEM 010 | Empty Module with hinged cover
S | RIO-S801-1.R1 | CP-S820-1 | Space | 2 | BMX XEM 010 | Empty Module with hinged cover
S | RIO-S801-1.R1 | CP-S820-1 | DI | 3 | BMX DDI 3202K | X80 Discrete Input, 32 point, 24 VDC
S | RIO-S801-1.R1 | CP-S820-1 | Cordset | 3 | BMX FCW 303 | 40-way Terminal Cord Set
S | RIO-S801-1.R1 | CP-S820-1 | DO | 4 | BMX DDO 1602 | X80 Discrete Output, 16 point, 24 VDC
S | RIO-S801-1.R1 | CP-S820-1 | Cordset | 4 | 990ADBLYX80104 | Custom Cord - Type 2
S | RIO-S801-1.R1 | CP-S820-1 | DO | 5 | BMX DDO 1602 | X80 Discrete Output, 16 point, 24 VDC
S | RIO-S801-1.R1 | CP-S820-1 | Cordset | 5 | 990ADBLYX80104 | Custom Cord - Type 2
S | RIO-S801-1.R1 | CP-S820-1 | DO | 6 | BMX DDO 1602 | X80 Discrete Output, 16 point, 24 VDC
S | RIO-S801-1.R1 | CP-S820-1 | Cordset | 6 | 990ADBLYX80104 | Custom Cord - Type 2
S | RIO-S801-1.R1 | CP-S820-1 | DO | 7 | BMX DDO 1602 | X80 Discrete Output, 16 point, 24 VDC
S | RIO-S801-1.R1 | CP-S820-1 | Cordset | 7 | 990ADBLYX80104 | Custom Cord - Type 2
S | RIO-S801-1.R1 | CP-S820-1 | DO | 8 | BMX DDO 1602 | X80 Discrete Output, 16 point, 24 VDC
S | RIO-S801-1.R1 | CP-S820-1 | Cordset | 8 | 990ADBLYX80104 | Custom Cord - Type 2
S | RIO-S801-1.R1 | CP-S820-1 | DO | 9 | BMX DDO 1602 | X80 Discrete Output, 16 point, 24 VDC
S | RIO-S801-1.R1 | CP-S820-1 | Cordset | 9 | 990ADBLYX80104 | Custom Cord - Type 2
S | RIO-S801-1.R1 | CP-S820-1 | Space | 10 | BMX XEM 010 | Empty Module with hinged cover
S | RIO-S801-1.R1 | CP-S820-1 | Space | 11 | BMX XEM 010 | Empty Module with hinged cover
S | RIO-S801-1.R1 | CP-S820-1 | Accessory | N/A | BMX XBE 1000 | X80 Backplane expander module
S | RIO-S801-2.R0 | CP-S820-1 | Rack | N/A | BMX XBP 1200 | X80 Xbus 12 Slot Rack
S | RIO-S801-2.R0 | CP-S820-1 | PS | N/A | BMX CPS 3020 | X80 Power Supply module 24 VDC - 31.2 W
S | RIO-S801-2.R0 | CP-S820-1 | Comm | 0 | BME CRA 312 10 | X80 Ethernet RIO drop adaptor
S | RIO-S801-2.R0 | CP-S820-1 | AI | 1 | BMX AMI 0810 | X80 Analog Input 8 point, 4-20 mA, isolated
S | RIO-S801-2.R0 | CP-S820-1 | Cordset | 1 | 990ADBLYX80101 | Custom Cord - Type 3
S | RIO-S801-2.R0 | CP-S820-1 | AI | 2 | BMX AMI 0810 | X80 Analog Input 8 point, 4-20 mA, isolated
S | RIO-S801-2.R0 | CP-S820-1 | Cordset | 2 | 990ADBLYX80101 | Custom Cord - Type 3
S | RIO-S801-2.R0 | CP-S820-1 | AI | 3 | BMX AMI 0810 | X80 Analog Input 8 point, 4-20 mA, isolated
S | RIO-S801-2.R0 | CP-S820-1 | Cordset | 3 | 990ADBLYX80101 | Custom Cord - Type 3
S | RIO-S801-2.R0 | CP-S820-1 | AI | 4 | BMX AMI 0810 | X80 Analog Input 8 point, 4-20 mA, isolated
S | RIO-S801-2.R0 | CP-S820-1 | Cordset | 4 | 990ADBLYX80101 | Custom Cord - Type 3
S | RIO-S801-2.R0 | CP-S820-1 | AI | 5 | BMX AMI 0810 | X80 Analog Input 8 point, 4-20 mA, isolated
S | RIO-S801-2.R0 | CP-S820-1 | Cordset | 5 | 990ADBLYX80101 | Custom Cord - Type 3
S | RIO-S801-2.R0 | CP-S820-1 | AI | 6 | BMX AMI 0810 | X80 Analog Input 8 point, 4-20 mA, isolated
S | RIO-S801-2.R0 | CP-S820-1 | Cordset | 6 | 990ADBLYX80101 | Custom Cord - Type 3
S | RIO-S801-2.R0 | CP-S820-1 | AO | 7 | BMX AMO 0802 | X80 Analog Output 8 point, 4-20 mA,non-isolated
S | RIO-S801-2.R0 | CP-S820-1 | Cordset | 7 | 990ADBLYX80102 | Custom Cord - Type 4
S | RIO-S801-2.R0 | CP-S820-1 | AO | 8 | BMX AMO 0802 | X80 Analog Output 8 point, 4-20 mA,non-isolated
S | RIO-S801-2.R0 | CP-S820-1 | Cordset | 8 | 990ADBLYX80102 | Custom Cord - Type 4
S | RIO-S801-2.R0 | CP-S820-1 | Space | 9 | BMX XEM 010 | Empty Module with hinged cover
S | RIO-S801-2.R0 | CP-S820-1 | Space | 10 | BMX XEM 010 | Empty Module with hinged cover
S | RIO-S801-2.R0 | CP-S820-1 | Space | 11 | BMX XEM 010 | Empty Module with hinged cover
S | RIO-S801-3.R0 | CP-S820-3 | Rack | N/A | BMX XBP 1200 | X80 Xbus 12 Slot Rack
S | RIO-S801-3.R0 | CP-S820-3 | PS | N/A | BMX CPS 3020 | X80 Power Supply module 24 VDC - 31.2 W
S | RIO-S801-3.R0 | CP-S820-3 | Comm | 0 | BME CRA 312 10 | X80 Ethernet RIO drop adaptor
S | RIO-S801-3.R0 | CP-S820-3 | DI | 1 | BMX DAI 1604 | X80 Discrete Input, 16 point, 110 VAC
S | RIO-S801-3.R0 | CP-S820-3 | Cordset | 1 | 990ADBLYX80103 | Custom Cord - Type 1
S | RIO-S801-3.R0 | CP-S820-3 | DI | 2 | BMX DAI 1604 | X80 Discrete Input, 16 point, 110 VAC
S | RIO-S801-3.R0 | CP-S820-3 | Cordset | 2 | 990ADBLYX80103 | Custom Cord - Type 1
S | RIO-S801-3.R0 | CP-S820-3 | DI | 3 | BMX DAI 1604 | X80 Discrete Input, 16 point, 110 VAC
S | RIO-S801-3.R0 | CP-S820-3 | Cordset | 3 | 990ADBLYX80103 | Custom Cord - Type 1
S | RIO-S801-3.R0 | CP-S820-3 | DI | 4 | BMX DAI 1604 | X80 Discrete Input, 16 point, 110 VAC
S | RIO-S801-3.R0 | CP-S820-3 | Cordset | 4 | 990ADBLYX80103 | Custom Cord - Type 1
S | RIO-S801-3.R0 | CP-S820-3 | DI | 5 | BMX DAI 1604 | X80 Discrete Input, 16 point, 110 VAC
S | RIO-S801-3.R0 | CP-S820-3 | Cordset | 5 | 990ADBLYX80103 | Custom Cord - Type 1
S | RIO-S801-3.R0 | CP-S820-3 | DI | 6 | BMX DAI 1604 | X80 Discrete Input, 16 point, 110 VAC
S | RIO-S801-3.R0 | CP-S820-3 | Cordset | 6 | 990ADBLYX80103 | Custom Cord - Type 1
S | RIO-S801-3.R0 | CP-S820-3 | DI | 7 | BMX DAI 1604 | X80 Discrete Input, 16 point, 110 VAC
S | RIO-S801-3.R0 | CP-S820-3 | Cordset | 7 | 990ADBLYX80103 | Custom Cord - Type 1
S | RIO-S801-3.R0 | CP-S820-3 | DI | 8 | BMX DAI 1604 | X80 Discrete Input, 16 point, 110 VAC
S | RIO-S801-3.R0 | CP-S820-3 | Cordset | 8 | 990ADBLYX80103 | Custom Cord - Type 1
S | RIO-S801-3.R0 | CP-S820-3 | DI | 9 | BMX DAI 1604 | X80 Discrete Input, 16 point, 110 VAC
S | RIO-S801-3.R0 | CP-S820-3 | Cordset | 9 | 990ADBLYX80103 | Custom Cord - Type 1
S | RIO-S801-3.R0 | CP-S820-3 | DI | 10 | BMX DAI 1604 | X80 Discrete Input, 16 point, 110 VAC
S | RIO-S801-3.R0 | CP-S820-3 | Cordset | 10 | 990ADBLYX80103 | Custom Cord - Type 1
S | RIO-S801-3.R0 | CP-S820-3 | Space | 11 | BMX XEM 010 | Empty Module with hinged cover
S | RIO-P800-3.R0 | CP-S820-3 | Accessory | N/A | BMX XBC 008K | X80 Backplane extension cable - 0.8 m
S | RIO-S800-3.R0 | CP-S820-3 | Accessory | N/A | BMX XBE 1000 | X80 Backplane expander module
S | RIO-S800-3.R0 | CP-S820-3 | Accessory | N/A | TSX TLY EX | X80 Line Terminators - for rack end - set of 2
S | RIO-S801-3.R1 | CP-S820-3 | Rack | N/A | BMX XBP 1200 | X80 Xbus 12 Slot Rack
S | RIO-S801-3.R1 | CP-S820-3 | PS | N/A | BMX CPS 3020 | X80 Power Supply module 24 VDC - 31.2 W
S | RIO-S801-3.R1 | CP-S820-3 | DI | 0 | BMX DDI 3202K | X80 Discrete Input, 32 point, 24 VDC
S | RIO-S801-3.R1 | CP-S820-3 | Cordset | 0 | BMX FCW 303 | 40-way Terminal Cord Set
S | RIO-S801-3.R1 | CP-S820-3 | DO | 1 | BMX DDO 1602 | X80 Discrete Output, 16 point, 24 VDC
S | RIO-S801-3.R1 | CP-S820-3 | Cordset | 1 | 990ADBLYX80104 | Custom Cord - Type 2
S | RIO-S801-3.R1 | CP-S820-3 | DO | 2 | BMX DDO 1602 | X80 Discrete Output, 16 point, 24 VDC
S | RIO-S801-3.R1 | CP-S820-3 | Cordset | 2 | 990ADBLYX80104 | Custom Cord - Type 2
S | RIO-S801-3.R1 | CP-S820-3 | DO | 2 | BMX DDO 1602 | X80 Discrete Output, 16 point, 24 VDC
S | RIO-S801-3.R1 | CP-S820-3 | Cordset | 2 | 990ADBLYX80104 | Custom Cord - Type 2
S | RIO-S801-3.R1 | CP-S820-3 | Space | 4 | BMX XEM 010 | Empty Module with hinged cover
S | RIO-S801-3.R1 | CP-S820-3 | Space | 5 | BMX XEM 010 | Empty Module with hinged cover
S | RIO-S801-3.R1 | CP-S820-3 | AI | 6 | BMX AMI 0810 | X80 Analog Input 8 point, 4-20 mA, isolated
S | RIO-S801-3.R1 | CP-S820-3 | Cordset | 6 | 990ADBLYX80101 | Custom Cord - Type 3
S | RIO-S801-3.R1 | CP-S820-3 | AI | 7 | BMX AMI 0810 | X80 Analog Input 8 point, 4-20 mA, isolated
S | RIO-S801-3.R1 | CP-S820-3 | Cordset | 7 | 990ADBLYX80101 | Custom Cord - Type 3
S | RIO-S801-3.R1 | CP-S820-3 | AI | 8 | BMX AMI 0810 | X80 Analog Input 8 point, 4-20 mA, isolated
S | RIO-S801-3.R1 | CP-S820-3 | Cordset | 8 | 990ADBLYX80101 | Custom Cord - Type 3
S | RIO-S801-3.R1 | CP-S820-3 | AI | 9 | BMX AMI 0810 | X80 Analog Input 8 point, 4-20 mA, isolated
S | RIO-S801-3.R1 | CP-S820-3 | Cordset | 9 | 990ADBLYX80101 | Custom Cord - Type 3
S | RIO-S801-3.R1 | CP-S820-3 | AO | 10 | BMX AMO 0802 | X80 Analog Output 8 point, 4-20 mA,non-isolated
S | RIO-S801-3.R1 | CP-S820-3 | Cordset | 10 | 990ADBLYX80102 | Custom Cord - Type 4
S | RIO-S801-3.R1 | CP-S820-3 | AO | 11 | BMX AMO 0802 | X80 Analog Output 8 point, 4-20 mA,non-isolated
S | RIO-S801-3.R1 | CP-S820-3 | Cordset | 11 | 990ADBLYX80102 | Custom Cord - Type 4
S | RIO-S801-3.R1 | CP-S820-3 | Accessory | N/A | BMX XBE 1000 | X80 Backplane expander module
S | RIO-S802-1.R0 | CP-S823 | Rack | N/A | BME XBP 0800 | X80 Xbus+Ethernet 8 Slot Rack
S | RIO-S802-1.R0 | CP-S823 | PS | N/A | BMX CPS 3020 | X80 Power Supply module 24 VDC - 31.2 W
S | RIO-S802-1.R0 | CP-S823 | Comm | 0 | BME CRA 312 10 | X80 Ethernet RIO drop adaptor
S | RIO-S802-1.R0 | CP-S823 | Comm | 1 | BMX NRP 0200 | M340 Fiber Converter Module
S | RIO-S802-1.R0 | CP-S823 | DI | 2 | BMX DDI 3202K | X80 Discrete Input, 32 point, 24 VDC
S | RIO-S802-1.R0 | CP-S823 | Cordset | 2 | BMX FCW 303 | 40-way Terminal Cord Set
S | RIO-S802-1.R0 | CP-S823 | DI | 3 | BMX DDI 3202K | X80 Discrete Input, 32 point, 24 VDC
S | RIO-S802-1.R0 | CP-S823 | Cordset | 3 | BMX FCW 303 | 40-way Terminal Cord Set
S | RIO-S802-1.R0 | CP-S823 | DO | 4 | BMX DDO 1602 | X80 Discrete Output, 16 point, 24 VDC
S | RIO-S802-1.R0 | CP-S823 | Cordset | 4 | BMX FTB 2010 | Screw Clamp Terminal Block
S | RIO-S802-1.R0 | CP-S823 | Space | 5 | BMX XEM 010 | Empty Module with hinged cover
S | RIO-S802-1.R0 | CP-S823 | AI | 6 | BMX AMI 0810 | X80 Analog Input 8 point, 4-20 mA, isolated
S | RIO-S802-1.R0 | CP-S823 | Cordset | 6 | BMX FTW 308S | 28-Way Removable Terminal Block with Flying Leads
S | RIO-S802-1.R0 | CP-S823 | Space | 7 | BMX XEM 010 | Empty Module with hinged cover
U | RIO-S802-2.R0 | CP-U821 | Rack | N/A | BME XBP 0800 | X80 Xbus+Ethernet 8 Slot Rack
U | RIO-S802-2.R0 | CP-U821 | PS | N/A | BMX CPS 3020 | X80 Power Supply module 24 VDC - 31.2 W
U | RIO-S802-2.R0 | CP-U821 | Comm | 0 | BME CRA 312 10 | X80 Ethernet RIO drop adaptor
U | RIO-S802-2.R0 | CP-U821 | Comm | 1 | BMX NRP 0200 | M340 Fiber Converter Module
U | RIO-S802-2.R0 | CP-U821 | DI | 2 | BMX DDI 3202K | X80 Discrete Input, 32 point, 24 VDC
U | RIO-S802-2.R0 | CP-U821 | Cordset | 2 | BMX FCW 303 | 40-way Terminal Cord Set
U | RIO-S802-2.R0 | CP-U821 | DI | 3 | BMX DDI 3202K | X80 Discrete Input, 32 point, 24 VDC
U | RIO-S802-2.R0 | CP-U821 | Cordset | 3 | BMX FCW 303 | 40-way Terminal Cord Set
U | RIO-S802-2.R0 | CP-U821 | DO | 4 | BMX DDO 1602 | X80 Discrete Output, 16 point, 24 VDC
U | RIO-S802-2.R0 | CP-U821 | Cordset | 4 | BMX FTB 2010 | Screw Clamp Terminal Block
U | RIO-S802-2.R0 | CP-U821 | Space | 5 | BMX XEM 010 | Empty Module with hinged cover
U | RIO-S802-2.R0 | CP-U821 | AI | 6 | BMX AMI 0810 | X80 Analog Input 8 point, 4-20 mA, isolated
U | RIO-S802-2.R0 | CP-U821 | Cordset | 6 | BMX FTW 308S | 28-Way Removable Terminal Block with Flying Leads
This document is provided as an aid to the Contractor's work. If there are any discrepancies between this document and the Drawings and Specifications, the Drawings and Specifications shall take precedence.

## Descriptions
Models | Type | Descriptions
490NAC0100 | Accessory | Hot standby SFP socket - RJ45
BMX XBC 008K | Accessory | X80 Backplane extension cable - 0.8 m
BMX XBE 1000 | Accessory | X80 Backplane expander module
TSX TLY EX | Accessory | X80 Line Terminators - for rack end - set of 2
BMX AMI 0810 | AI | X80 Analog Input 8 point, 4-20 mA, isolated
BMX AMO 0410 | AO | X80 Analog Output 4 points, 4-20 mA, isolated
BMX AMO 0802 | AO | X80 Analog Output 8 point, 4-20 mA,non-isolated
BME CRA 312 10 | Comm | X80 Ethernet RIO drop adaptor
BME NOC 0301 | Comm | M580 Ethernet DIO network communication module
BME NOC 0321 | Comm | M580 Ethernet control network communication module
BMX NRP 0200 | Comm | M340 Fiber Converter Module
BMX FCW 303 | Cordset | 40-way Terminal Cord Set
BMX FTB 2010 | Cordset | Screw Clamp Terminal Block
BMX FTW 308S | Cordset | 28-Way Removable Terminal Block with Flying Leads
990ADBLYX80103 | Cordset | Custom Cord - Type 1
990ADBLYX80104 | Cordset | Custom Cord - Type 2
990ADBLYX80101 | Cordset | Custom Cord - Type 3
990ADBLYX80102 | Cordset | Custom Cord - Type 4
BME H58 4040 | CPU | M580 Hot Standby Processor
BME P58 2040 | CPU | M580 Processor
BMX DAI 1604 | DI | X80 Discrete Input, 16 point, 110 VAC
BMX DDI 3202K | DI | X80 Discrete Input, 32 point, 24 VDC
BMX DDO 1602 | DO | X80 Discrete Output, 16 point, 24 VDC
BMX CPS 2010 | PS | X80 Power Supply module 24 VDC - 16.8 W
BMX CPS 3020 | PS | X80 Power Supply module 24 VDC - 31.2 W
BME XBP 0800 | Rack | X80 Xbus+Ethernet 8 Slot Rack
BME XBP 1200 | Rack | X80 XBus+Ethernet 12 Slot Rack
BMX XBP 0400 | Rack | X80 Xbus 4 Slot Rack
BMX XBP 1200 | Rack | X80 Xbus 12 Slot Rack
BMX XEM 010 | Space | Empty Module with hinged cover