## Asset Hierarchy
EMPTY FLOWCHART TO KICK START ASSET HIERARCHY DOCUMENTATION

## Asset Classification
Waste Water Treatment Plant - Asset Classification System
Rev | Prepared by | Date | Reviewed by | Date | Approved by | Date
1 | Suzane Greeman | 2017-03-01
2 | Bill Parsons | 2018-05-19 | Suzane Greeman | 2018-05-22
2.1 | Bill Parsons | 2018-05-24 | Suzane Greeman | 2018-05-24
2.2 | Bill Parsons | 2018-06-02 | Suzane Greeman | 2018-06-02
2.3 | Bill Parsons | 2018-07-06 | Suzane Greeman | 2018-07-06
Asset Class Type | CODE, Asset Class Type | Asset Class Description | Asset Class | Asset Type | CODE, Asset Type | Useful Life (years) for Depreciation
Computer Based Equipment | 2-COBE | Computer | WW-COMPUTER | HUMAN MACHINE INTERFACE | WW-HMI | 10
|  |  |  | STATION, Programming | WW-STA_PRG
|  |  |  | STATION, Server | WW-STA_SVR
Minor Mechanical Equipment | 3-MIME | Coupling | WW-COUPLING | COUPLING, Grid | WW-CPLG_GR | 10
|  |  |  | COUPLING, Flexible | WW-CPLG_FX
|  |  |  | COUPLING, Fluid | WW-CPLG_FU
COUPLING, Gear
|  |  |  | COUPLING, Magnetic/Eddy Current | WW-CPLG_MA
|  | Damper | WW-DAMPER | DAMPER | WW-DAMPER
|  | Hoist | WW-HOIST | HOIST | WW-HOIST
|  | Gate | WW-GATE | Gate (Weir/Slide/Flap) | WW-GATE
|  | Gearbox | WW-GEARBOX | GEARBOX, Planetary | WW-GRBX_PL
|  |  |  | GEARBOX, Bevel | WW-GRBX_BE
|  |  |  | GEARBOX, Worm | WW-GRBX_WO
|  | Flame Arrestor | WW-FLAME ARRESTOR | ARRESTOR, Flame | WW-ARRE_FL
|  | Separator | WW-SEPARATOR | SEPARATOR, Oil | WW-SEPR_OI
|  | Valve | WW-VALVE | VALVE, Backflow Preventer | WW-VALV_BP
|  |  |  | VALVE, Ball | WW-VALV_BA
|  |  |  | VALVE, Butterfly | WW-VALV_BU
|  |  |  | VALVE, Check | WW-VALV_CH
|  |  |  | VALVE, Diaphram | WW-VALV_DI
|  |  |  | VALVE, Gate | WW-VALV_GA
|  |  |  | VALVE, Globe | WW-VALV_GL
|  |  |  | VALVE, Knife | WW-VALV_KN
|  |  |  | VALVE, Needle | WW-VALV_NE
|  |  |  | VALVE, Plug | WW-VALV_PL
|  |  |  | VALVE, Poppet | WW-VALV_PO
|  |  |  | VALVE, Regulator | WW-VALV_RE
|  |  |  | VALVE, Safety/Relief | WW-VALV_SA
|  |  |  | VALVE, Solenoid | WW-VALV_SO
Automation & Control Equipment | 4-ACEQ | Panel | WW-PANEL | PANEL, Local Control | WW-PANL_LO | 10
|  | Instrument, Transmitter-based | WW-INSTR TRANSMITTER | TRANSMITTER, Flow, Level (Weir/Flume) | WW-XMTR_FL
|  |  |  | TRANSMITTER, Flow, Magnetic | WW-XMTR_FM
|  |  |  | TRANSMITTER, Flow, Open Channel | WW-XMTR_FC
|  |  |  | TRANSMITTER, Flow, Orfice Plate | WW-XMTR_FO
|  |  |  | TRANSMITTER, Flow, Thermal Dispersion | WW-XMTR_FT
|  |  |  | TRANSMITTER, Temperature | WW-XMTR_TE
|  |  |  | TRANSMITTER, Pressure | WW-XMTR_PR
|  |  |  | TRANSMITTER, Level, Ultrasonic | WW-XMTR_LE
|  |  |  | TRANSMITTER, Level, Pressure | WW-XMTR_LP
|  |  |  | TRANSMITTER, Speed | WW-XMTR_SP
|  | Instrument, Switch-based | WW-INSTR SWITCH | SWITCH, Vibration | WW-SWIT_VI
|  |  |  | SWITCH, Temperature | WW-SWIT_TE
|  |  |  | SWITCH, Pressure | WW-SWIT_PR
|  |  |  | SWITCH, Speed | WW-SWIT_SP
|  |  |  | SWITCH, Hand-Off-Auto | WW-SWIT_HA
Major Mechanical Equipment | 5-MAME | Blower | WW-BLOWER | BLOWER, Centrifugal | WW-BLWR_CE | 15
|  |  |  | BLOWER, Turbo | WW-BLWR_TU
|  |  |  | BLOWER, Rotary Lobe | WW-BLWR_RO
|  | Elevator | WW-ELEVATOR | ELEVATOR, Passenger/Service | WW-ELEV_PA
|  | Boiler | WW-BOILER | BOILER, Fire Tube | WW-BOIL_FT
|  |  |  | BOILER, Water Tube | WW-BOIL_WT
|  | Bridge | WW-BRIDGE | BRIDGE | WW-BRIDGE
|  | Burner | WW-BURNER | FLARE ASSEMBLY | WW-ASSY_FL
|  |  |  | BURNER, Gas (Natural/Biogas) | WW-BURN_GA
|  | Compressor | WW-COMPRESSOR | COMPRESSOR, Centrifugal | WW-COMP_CE
|  |  |  | COMPRESSOR, Reciprocating | WW-COMP_RE
|  |  |  | COMPRESSOR, Rotary Screw | WW-COMP_RO
|  | Conveyor | WW-CONVEYOR | CONVEYOR, Belt | WW-CNVR_BE
|  |  |  | CONVEYOR, Chain | WW-CNVR_CH
|  |  |  | CONVEYOR, Screw | WW-CNVR_SC
|  | Crane | WW-CRANE | CRANE, Over Head Bridge | WW-CRAN_OH
|  | Dryer | WW-DRYER | DRYER, Refrigerated Air | WW-DRYR_RE
|  | Fan | WW-FAN | FAN | WW-FAN
|  | Generator | WW-GENERATOR | GENERATOR, Diesel | WW-GEN_DSL
|  | Heat Exchanger | WW-HEAT EXCHANGER | HEAT EXCHANGER, Plate | WW-HEXR_PL
|  |  |  | HEAT EXCHANGER, Tube | WW-HEXR_TU
|  |  |  | HEAT EXCHANGER, Spiral | WW-HEXR_SP
|  | HVAC | WW-HVAC | AIR HANDLING UNIT | WW-HVAC_AH
|  |  |  | DUCTING | WW-HVAC_DU
|  | Mixer | WW-MIXER | MIXER, Propeller | WW-MIXR_PR
|  |  |  | MIXER, Submersible | WW-MIXR_SU
|  | Pump | WW-PUMP | PUMP, Centrifugal | WW-PUMP_CE
|  |  |  | PUMP, Diaphram | WW-PUMP_DI
|  |  |  | PUMP, Peristaltic | WW-PUMP_PE
|  |  |  | PUMP, Reciprocating | WW-PUMP_RE
|  |  |  | PUMP, Rotary | WW-PUMP_RO
|  | Sweep | WW-SWEEP | SWEEP/RAKE | WW-SWEEP
|  | Screen | WW-SCREEN | SCREEN, Bar | WW-SCRN_BA
|  |  |  | SCREEN, Plate, Perforated | WW-SCRN_PL
Major Electrical Equipment | 6-MEEQ | Cabling | WW-CABLING | CABLING | WW-CABLING | 20
|  | Motor | WW-MOTOR | MOTOR, Low Voltage | WW-MOTR_LV
|  |  |  | MOTOR, Medium Voltage | WW-MOTR_MV
|  | Power Supply, DC | WW-POWER SUPPLY, DC | CHARGER, Battery | WW-CHGR_BA
|  |  |  | UNINTERRUPTIBLE POWER SUPPLY | WW-UPS_PS
|  | Power Factor Control | WW-POWER FACTOR CTRL | REACTOR | WW-REACTOR
|  |  |  | CAPACITOR | WW-CAPACIT
|  | Electrical Power Distribution Equipment | WW-ELEC PWR EQPT | MOTOR CONTROL CENTRE/DISTRIBUTION BOARD, Low Voltage | WW-MCC_LV
|  |  |  | CONTROLLER, Variable Frequency Drive | WW-CTRL_VF
|  |  |  | STARTER, Soft | WW-STAR_SO
|  |  |  | CONTROLLER, Liquid Rheostat Variable Speed Drive (VSD) | WW-CTRL_VS
|  |  |  | SWITCHGEAR | WW-SWITGR
|  |  |  | SWITCH, Disconnect | WW-SWIT_DI
|  |  |  | SWITCH, Transfer | WW-SWIT_TR
|  | Transformer | WW-TRANSFORMER | TRANSFORMER, Liquid Filled | WW-XFMR_LI
|  |  |  | TRANSFORMER, Dry-type | WW-XFMR_DR
Outdoor Metal Structures | 7-OMST | Stack | WW-STACK | STACK, Structural Steel Chimney | WW-STCK_ST | 20
|  | Culvert | WW-CULVERT | CULVERT, Metal | WW-CULV_ME
|  | Sphere | WW-SPHERE | SPHERE, Gas, Compressed Biogas | WW-SPHR_GA
Major Process Equipment | 8-MPEQ | Centrifuge | WW-CENTRIFUGE | CENTRIFUGE | WW-CENTRIF | 30
|  | Decanter | WW-DECANTER | DECANTER, Effluent | WW-DECANT
|  | UV Lamp System | WW-UV LAMP SYSTEM | SYSTEM, UV Lamp | WW-SYS_UVL
Indoor Metal Structures | 9-IMST | Piping | WW-PIPING | PIPING, Low Pressure | WW-PIPI_LP | 30
|  |  |  | PIPING, High Pressure | WW-PIPI_HP
|  | Vessel | WW-VESSEL | VESSEL, Tank | WW-VESS_TA
|  |  |  | VESSEL, Silo | WW-VESS_SI
|  |  |  | VESSEL, Bin | WW-VESS_BI
|  |  |  | VESSEL, Hopper | WW-VESS_HO
|  |  |  | RECEIVER, Air | WW-RCVR_AI
Concrete Structures & Underground Piping | 10-CUSP | CHANNEL | WW-CHANNEL | CHANNEL, Concrete | WW-CHNL_CO | 50
|  | MANHOLE | WW-MANHOLE | MANHOLE, Concrete | WW-MANH_CO
|  | TANKAGE | WW-TANKAGE | TANK, Concrete (Clarifiers/Digesters/Fermenters) | WW-TANK-CO
|  | BUILDING | WW-BUILDING | BUILDING, Administrative | WW-BLDG_AD
|  |  |  | BUILDING, Process | WW-BLDG_PR
|  | STACK, Concrete | WW-STACK, CONCRETE | STACK, Concrete Stack/Chimney | WW-STCK_CO
|  | ROADWAY | WW-ROADWAY | ROAD | WW-ROAD
|  |  |  | SIDEWALK | WW-SIDEWLK
|  | UNDERGROUND PIPING | WW-PIPING, UNDERGRND | PIPING, Underground | WW-PIPI_UN
Green Landscape | 11-GRLA | GREENERY | WW-GREENERY | LAWN | WW-LAWN | 50
|  |  |  | VEGETATION, Trees & Shrubs | WW-VEGETN
Ancillary & Accessory Plant Equipment | 1-AAPE | Actuator | WW-ACTUATOR | ACTUATOR, Electric | WW-ACTU_EL | 5
|  |  |  | ACTUATOR, Hydraulic | WW-ACTU_HY
|  |  |  | ACTUATOR, Manual | WW-ACTU_MN
|  |  |  | ACTUATOR, Pneumatic | WW-ACTU_PN
|  | Analytical Instruments | WW-INSTR ANALYTIC | SAMPLER, Refrigerated | WW-SMPR_RE
|  |  |  | ANALYZER, Gas | WW-ANAL_GA
|  |  |  | TRANSMITTER, Analytic | WW-XMTR_AN
|  |  |  | DETECTOR, Gas | WW-DETR_GA
|  |  |  | PROBE | WW-PROBE
|  | Domestic Water System | WW-WATER | SYSTEM, Domestic Hot water | WW-SYS_DHW
|  |  |  | Shower, Emergency | WW-SWR_EMR
|  | Fire Alarm System | WW-FIRE ALARM SYSTEM | ALARM, FIRE | WW-ALRM_FI
|  | Security System | WW-SECURITY SYSTEM | SYSTEM, CCTV | WW-CCTV_SM
|  |  |  | ACCESS CONTROL | WW-CTRL_AC
|  |  |  | ALARM, SWITCH | WW-ALRM_SW
|  | Ultrasonic Cleaner | WW-ULTRASONIC CLEANR | CLEANER, Ultrasonic | WW-CLNR_UT
|  | Dehumidifier | WW-DEHUMIDIFIER | DEHUMIDIFIER | WW-DEHUMID
|  | Smoke Detector | WW-SMOKE DETECTOR | DETECTOR, Smoke | WW-DETR_SM
|  | Aeration Diffuser | WW-AERATION DIFFUSER | DIFFUSER, Disc | WW-DFSR_DC
|  | Filter System | WW-FILTER SYSTEM | FILTER, Auto | WW-FIL_ATO
|  |  |  | STRAINER, Auto | WW-STR_ATO
|  |  |  | SYSTEM, (Oil) Filter | WW-SYS_FTR
|  |  |  | FILTER, AIR | WW-FIL-AIR
|  |  |  | FILTER, Compressed Air | WW-FIL_CA
|  |  |  | FILTER, Potable Water Filter | WW-SYS_PWF
|  | Fire Extinguisher | WW-FIRE EXTINGUISHER | EXTINGUISHER, Fire | WW-EXTR_FI
|  | Heater | WW-HEATER | HEATER, Electric Duct | WW-HTR_ED
|  |  |  | HEATER, Electric Space | WW-HTR_ESP
|  |  |  | HEATER, Electric Water | WW-HTR_EWT
|  |  |  | HEATER, Glycol | WW-HTR_GLY
|  |  |  | HEATER, Water | WW-HTR_WTR
|  |  |  | HEATER, Gas Water | WW-HTR_GA
|  |  |  | HEATER, Electric Immersion | WW-HTR_EIM
|  |  |  | HEATER, Unit | WW-HTR_UNT
|  | Humidifier | WW-HUMIDIFIER | HUMIDIFIER | WW-HUMID
|  | Lighting System | WW-LIGHTING SYSTEM | LIGHTING, FIXTURES | WW-FIXT_LI
|  |  |  | BEACON, Alarm | WW-BEAC_AL
|  | Air Separator | WW-SEPARATOR | Separator, Air | WW-SEP_AIR
|  | Chemical Feeder | WW-CHEMICAL FEEDER | Chemical, Feeder | WW-CHM_FDR
|  | Powered Door | WW-POWER DOOR | DOOR, Overhead | WW-DOR_OHD
Asset Class Type: Major Auxillary & Equipment (4-MAAE)
o Asset Class: Compressors
§ Asset Type: Centrifugal Compressors
Asset Class Type: Major Auxillary & Equipment (4-MAAE)
o Asset Class: Compressors (Asset Condition Scoring model relative to compressors applied to this Asset Class)
§ Asset Type: Centrifugal Compressor
o Asset Class: Pumps (Asset Condition Scoring model relative to pumps applied to this Asset Class)
§ Asset Type: Centrifugal Pump

## Data
CODE, Asset Class Type | CODE, Asset Type | Asset Type Attribute Description | Parent Asset | Process Area | Sub-Process Area | TAGGED - Name Plate | TAG ID - Tag ID | PLANT - OWAM Plant | ASSET_RECORD_TYPE - Asset Record Type | ASSET_DESC - Asset Description | ASSET_STATUS - Asset Status | DEPARTMENT - Administrative Department | AREA - Administrative Area | BREAKER_NO - Breaker Number | CONTROL_PANEL - Control Panel ID Number | BUILDING - Building Segment | LOCATION - Physical location of Asset | ROOM - Room (location) | Drawing Number (PPID or ESLD) | (1) Environmental Stewardship - Release of effluent/chemicals/gaseous pollutants to surface/ground water/soil/air (275 - 0,35,60,125,275) | (2) Safety - Loss / injury of life / limb (325 - 0,50,70,125,325) | (3a) Level of Service Reduction - Output (250-0,75,125,175,250) | (3b) Cost of repair / Replacement (200-0,50,80,120,200) | (3c) Maintain-ability (200-0,80,130,200) | (3d) Detectability) (50-0,50) | (6) Total Consequence of Failure = sum of G to L ( max 1300) | ASSET CRITICALITY
AAPE | WW-DETR_GA |  | 151 | Pre-Treatment | Instrumentation |  | AT-G5011 | 01 | E | Pre-Treatment, DETECTOR, Gas AT-G5011, Wet Well Methane Gas Detector |  | WWD | Waste | AT-G5011 |  | G - Headworks |  |  | 1-0102-PPID-G503
AAPE | WW-DETR_GA |  | 151 | Pre-Treatment | Instrumentation |  | AT-G5012 | 01 | E | Pre-Treatment, DETECTOR, Gas AT-G5012, Wet Well HC Gas Detector |  | WWD | Waste | AT-G5012 |  | G - Headworks |  |  | 1-0102-PPID-G503
AAPE | WW-DETR_GA |  | 151 | Pre-Treatment | Instrumentation |  | AT-G5013 | 01 | E | Pre-Treatment, DETECTOR, Gas AT-G5013, Wet Well HC Gas Detector |  | WWD | Waste | AT-G5013 |  | G - Headworks |  |  | 1-0102-PPID-G503
AAPE | WW-DETR_GA |  | 151 | Pre-Treatment | Instrumentation |  | AT-G5014 | 01 | E | Pre-Treatment, DETECTOR, Gas AT-G5014, Wet Well H2S Gas Detector |  | WWD | Waste | AT-G5014 |  | G - Headworks |  |  | 1-0102-PPID-G503
AAPE | WW-DETR_GA |  | 151 | Pre-Treatment | Instrumentation |  | AT-G5021 | 01 | E | Pre-Treatment, DETECTOR, Gas AT-G5021, Dry Well H2S Gas Detector |  | WWD | Waste | AT-G5021 |  | G - Headworks |  |  | 1-0102-PPID-G503
AAPE | WW-DETR_GA |  | 151 | Pre-Treatment | Instrumentation |  | AT-G5022 | 01 | E | Pre-Treatment, DETECTOR, Gas AT-G5022, Dry Well O2 Gas Detector |  | WWD | Waste | AT-G5022 |  | G - Headworks |  |  | 1-0102-PPID-G503
AAPE | WW-DETR_GA |  | 158 | Pre-Treatment | Instrumentation |  | AT-G5031 | 01 | E | Pre-Treatment, DETECTOR, Gas AT-G5031, Screen Room Methane Gas Detector |  | WWD | Waste | AT-G5031 |  | G - Headworks |  |  | 1-0102-PPID-G503
AAPE | WW-DETR_GA |  | 158 | Pre-Treatment | Instrumentation |  | AT-G5032 | 01 | E | Pre-Treatment, DETECTOR, Gas AT-G5032, Screen Room H2S Gas Detector |  | WWD | Waste | AT-G5032 |  | G - Headworks |  |  | 1-0102-PPID-G503
AAPE | WW-DETR_GA |  | 158 | Pre-Treatment | Instrumentation |  | AT-G5033 | 01 | E | Pre-Treatment, DETECTOR, Gas AT-G5033, Screen Room Loading Area HC Gas Detector |  | WWD | Waste | AT-G5033 |  | G - Headworks |  |  | 1-0102-PPID-G503
AAPE | WW-DETR_GA |  | 158 | Pre-Treatment | Instrumentation |  | AT-G5034 | 01 | E | Pre-Treatment, DETECTOR, Gas AT-G5034, Screen Room Loading Area H2S Gas Detector |  | WWD | Waste | AT-G5034 |  | G - Headworks |  |  | 1-0102-PPID-G503
AAPE | WW-DETR_GA |  | 158 | Pre-Treatment | Instrumentation |  | AT-G5041 | 01 | E | Pre-Treatment, DETECTOR, Gas AT-G5041, Grit Tank Room Methane Gas Detector |  | WWD | Waste | AT-G5041 |  | G - Headworks |  |  | 1-0102-PPID-G503
AAPE | WW-DETR_GA |  | 158 | Pre-Treatment | Instrumentation |  | AT-G5042 | 01 | E | Pre-Treatment, DETECTOR, Gas AT-G5042, Grit Tank Room H2S Gas Detector |  | WWD | Waste | AT-G5042 |  | G - Headworks |  |  | 1-0102-PPID-G503
AAPE | WW-DOR_OHD |  | 85 | Pre-Treatment | Buildings & Concrete Structures |  | OD-G566 | 01 | E | Pre-Treatment, DOOR, Overhead OD-G566, Screen Room Overhead Door |  | WWD | Waste | OD-G566 | MCC-G720 | G - Headworks |  |  | 1-0102-PPID-G901
AAPE | WW-DOR_OHD |  | 85 | Pre-Treatment | Buildings & Concrete Structures |  | OD-G567 | 01 | E | Pre-Treatment, DOOR, Overhead OD-G567, Truck Bay North Overhead Door |  | WWD | Waste | OD-G567 | MCC-G750 | G - Headworks |  |  | 1-0102-PPID-G902
AAPE | WW-DOR_OHD |  | 85 | Pre-Treatment | Buildings & Concrete Structures |  | OD-G568 | 01 | E | Pre-Treatment, DOOR, Overhead OD-G568, Truck Bay South Overhead Door |  | WWD | Waste | OD-G568 | MCC-G760 | G - Headworks |  |  | 1-0102-PPID-G902
AAPE | WW-FIL_ATO |  | P | Pre-Treatment | Buildings HVAC |  | U-G670 | 01 | E | Pre-Treatment, FILTER, Auto U-G670, Glycol Heat Recovery Auto Backwash Filter |  | WWD | Waste | U-G670 |  | G - Headworks |  |  | 1-0102-PPID-G602
AAPE | WW-FIXT_LI |  | P | Pre-Treatment | Electrical Power Supply |  | Group | 01 | E | Pre-Treatment, LIGHTING, FIXTURES Group, Lighting & Receptacles Group Asset |  | WWD | Waste | Group |  | G - Headworks
AAPE | WW-HTR_ESP |  | P | Pre-Treatment | Buildings HVAC |  | UH-G644 | 01 | E | Pre-Treatment, HEATER, Electric Space UH-G644, Grit & Screen Bldg Electrical Room Electric Unit Heater |  | WWD | Waste | UH-G644 | MCC-G780 | G - Headworks |  |  | 1-0102-PPID-G619
AAPE | WW-HTR_EWT |  | P | Pre-Treatment | Influent Screening |  | TK-G533 | 01 | E | Pre-Treatment, HEATER, Electric Water TK-G533, Hot Water Heater |  | WWD | Waste | TK-G533 | MCC-G750 | G - Headworks |  |  | 1-0102-PPID-G508
AAPE | WW-HTR_WTR |  | P | Pre-Treatment | Buildings HVAC |  | UH-G624 | 01 | E | Pre-Treatment, HEATER, Water UH-G624, Screen Room Hot Water Unit Heaters, 4 of |  | WWD | Waste | UH-G624 |  | G - Headworks |  |  | 1-0102-PPID-G609
AAPE | WW-HTR_WTR |  | P | Pre-Treatment | Buildings HVAC |  | UH-G625 | 01 | E | Pre-Treatment, HEATER, Water UH-G625, Screen Corridor Hot Water Unit Heaters |  | WWD | Waste | UH-G625 |  | G - Headworks |  |  | 1-0102-PPID-G609
AAPE | WW-HTR_WTR |  | P | Pre-Treatment | Buildings HVAC |  | UH-G607 | 01 | E | Pre-Treatment, HEATER, Water UH-G607, Storage Room G129 Hot Water Unit Heater |  | WWD | Waste | UH-G607 | MCC-G711 | G - Headworks |  |  | 1-0102-PPID-G611
AAPE | WW-HTR_WTR |  | P | Pre-Treatment | Buildings HVAC |  | UH-G698 | 01 | E | Pre-Treatment, HEATER, Water UH-G698, Mechanical Room Hot Water Unit Heater |  | WWD | Waste | UH-G698 | MCC-G712 | G - Headworks |  |  | 1-0102-PPID-G611
AAPE | WW-HTR_WTR |  | P | Pre-Treatment | Buildings HVAC |  | UH-G699 | 01 | E | Pre-Treatment, HEATER, Water UH-G699, Mechanical Room Hot Water Unit Heater |  | WWD | Waste | UH-G699 | MCC-G713 | G - Headworks |  |  | 1-0102-PPID-G611
AAPE | WW-HTR_WTR |  | P | Pre-Treatment | Buildings HVAC |  | UH-G617 | 01 | E | Pre-Treatment, HEATER, Water UH-G617, Grit & Screen Bldg Cable Service Room Hot Water Unit Heater |  | WWD | Waste | UH-G617 |  | G - Headworks |  |  | 1-0102-PPID-G619
AAPE | WW-HTR_WTR |  | P | Pre-Treatment | Buildings HVAC |  | UH-G614 | 01 | E | Pre-Treatment, HEATER, Water UH-G614, Grit & Screening Platform Hot Water Unit Heaters, 4 of |  | WWD | Waste | UH-G614 |  | G - Headworks |  |  | 1-0102-PPID-G620
AAPE | WW-HTR_WTR |  | P | Pre-Treatment | Buildings HVAC |  | UH-G615 | 01 | E | Pre-Treatment, HEATER, Water UH-G615, Truck Loading Bay Hot Water Unit Heaters, 4 of |  | WWD | Waste | UH-G615 |  | G - Headworks |  |  | 1-0102-PPID-G620
AAPE | WW-HTR_WTR |  | P | Pre-Treatment | Buildings HVAC |  | UH-G616 | 01 | E | Pre-Treatment, HEATER, Water UH-G616, Mechanical Room Hot Water Unit Heater |  | WWD | Waste | UH-G616 |  | G - Headworks |  |  | 1-0102-PPID-G620
AAPE | WW-HTR_WTR |  | P | Pre-Treatment | Buildings HVAC |  | HTR-G656 | 01 | E | Pre-Treatment, HEATER, Water HTR-G656, Washroom Hot Water Unit Heater |  | WWD | Waste | HTR-G656 |  | G - Headworks |  |  | 1-0102-PPID-G620
AAPE | WW-HTR_WTR |  | P | Pre-Treatment | Buildings HVAC |  | HTR-G657 | 01 | E | Pre-Treatment, HEATER, Water HTR-G657, Janitor Room Hot Water Unit Heater |  | WWD | Waste | HTR-G657 |  | G - Headworks |  |  | 1-0102-PPID-G620
AAPE | WW-HTR_WTR |  | P | Pre-Treatment | Buildings HVAC |  | HTR-G658 | 01 | E | Pre-Treatment, HEATER, Water HTR-G658, Stair Hot Water Unit Heater |  | WWD | Waste | HTR-G658 |  | G - Headworks |  |  | 1-0102-PPID-G620
AAPE | WW-HTR_WTR |  | P | Pre-Treatment | Buildings HVAC |  | HTR-G659 | 01 | E | Pre-Treatment, HEATER, Water HTR-G659, Stair Hot Water Unit Heater |  | WWD | Waste | HTR-G659 |  | G - Headworks |  |  | 1-0102-PPID-G620
AAPE | WW-HTR_WTR |  | P | Pre-Treatment | Buildings HVAC |  | UH-G694 | 01 | E | Pre-Treatment, HEATER, Water UH-G694, Grit Pump Room Hot Water Unit Heater |  | WWD | Waste | UH-G694 |  | G - Headworks |  |  | 1-0102-PPID-G622
AAPE | WW-HTR_WTR |  | P | Pre-Treatment | Buildings HVAC |  | UH-G695 | 01 | E | Pre-Treatment, HEATER, Water UH-G695, Grit Pump Room Hot Water Unit Heaters, 2 of |  | WWD | Waste | UH-G695 |  | G - Headworks |  |  | 1-0102-PPID-G622
AAPE | WW-STR_ATO |  | P | Pre-Treatment | Influent Screening |  | STR-G535 | 01 | E | Pre-Treatment, STRAINER, Auto STR-G535, Automatic Strainer #1 |  | WWD | Waste | STR-G535 |  | G - Headworks |  |  | 1-0102-PPID-G508
AAPE | WW-STR_ATO |  | P | Pre-Treatment | Influent Screening |  | STR-G536 | 01 | E | Pre-Treatment, STRAINER, Auto STR-G536, Automatic Strainer #2 |  | WWD | Waste | STR-G536 |  | G - Headworks |  |  | 1-0102-PPID-G508
AAPE | WW-SYS-DHW |  | P | Pre-Treatment | Buildings & Concrete Structures |  | Group | 01 | E | Pre-Treatment, SYSTEM, Domestic Hot water Group, Domestic Water System Group Asset |  | WWD | Waste | Group |  | G - Headworks |  |  | 1-0102-PPID-G509
ACEQ | WW-INSTR_GRP |  | P | Pre-Treatment | Instrumentation |  | Group | 01 | E | Pre-Treatment, INSTRUMENT, Group Group, Influent Pumping Instrumentation Group Asset |  | WWD | Waste | Group |  | G - Headworks
ACEQ | WW-INSTR_GRP |  | P | Pre-Treatment | Instrumentation |  | Group | 01 | E | Pre-Treatment, INSTRUMENT, Group Group, Influent Screening Instrumentation Group Asset |  | WWD | Waste | Group |  | G - Headworks
ACEQ | WW-INSTR_GRP |  | P | Pre-Treatment | Instrumentation |  | Group | 01 | E | Pre-Treatment, INSTRUMENT, Group Group, Grit System Instrumentation Group Asset |  | WWD | Waste | Group |  | G - Headworks
ACEQ | WW-INSTR_GRP |  | P | Pre-Treatment | Instrumentation |  | Group | 01 | E | Pre-Treatment, INSTRUMENT, Group Group, HVAC Instrumentation Group Asset |  | WWD | Waste | Group |  | G - Headworks
0
0
ACEQ | WW-PANL_LO |  | P | Pre-Treatment | Instrumentation |  | GDC-G1 | 01 | E | Pre-Treatment, PANEL, Local Control GDC-G1, Gas Detection Controller |  | WWD | Waste | GDC-G1 |  | G - Headworks |  |  | 1-0102-PPID-G503
ACEQ | WW-PANL_LO |  | P | Pre-Treatment | Instrumentation |  | GDC-G2 | 01 | E | Pre-Treatment, PANEL, Local Control GDC-G2, Gas Detection Controller |  | WWD | Waste | GDC-G2 |  | G - Headworks |  |  | 1-0102-PPID-G503
0
ACEQ | WW-XMTR_FM |  | P | Pre-Treatment | Instrumentation |  | FE/ FIT- G1061 | 01 | E | Pre-Treatment, TRANSMITTER, Flow, Magnetic FE/ FIT- G1061, Raw Sewage Recycle Flow Meter |  | WWD | Waste | FE/ FIT- G1061 |  | G - Headworks |  |  | 1-0102-PPID-G101
ACEQ | WW-XMTR_FM |  | P | Pre-Treatment | Instrumentation |  | FE / FIT-G1111 | 01 | E | Pre-Treatment, TRANSMITTER, Flow, Magnetic FE / FIT-G1111, Raw Sewage Flow Meter #1 |  | WWD | Waste | FE / FIT-G1111 |  | G - Headworks |  |  | 1-0102-PPID-G102
ACEQ | WW-XMTR_FM |  | P | Pre-Treatment | Instrumentation |  | FE / FIT-G1121 | 01 | E | Pre-Treatment, TRANSMITTER, Flow, Magnetic FE / FIT-G1121, Raw Sewage Flow Meter #2 |  | WWD | Waste | FE / FIT-G1121 |  | G - Headworks |  |  | 1-0102-PPID-G103
ACEQ | WW-XMTR_FM |  | P | Pre-Treatment | Instrumentation |  | FE / FIT-G1131 | 01 | E | Pre-Treatment, TRANSMITTER, Flow, Magnetic FE / FIT-G1131, Raw Sewage Flow Meter #3 |  | WWD | Waste | FE / FIT-G1131 |  | G - Headworks |  |  | 1-0102-PPID-G104
ACEQ | WW-XMTR_FM |  | P | Pre-Treatment | Instrumentation |  | FE / FIT-G1141 | 01 | E | Pre-Treatment, TRANSMITTER, Flow, Magnetic FE / FIT-G1141, Raw Sewage Flow Meter #4 |  | WWD | Waste | FE / FIT-G1141 |  | G - Headworks |  |  | 1-0102-PPID-G105
ACEQ | WW-XMTR_FM |  | P | Pre-Treatment | Instrumentation |  | FE/ FIT- G1051 | 01 | E | Pre-Treatment, TRANSMITTER, Flow, Magnetic FE/ FIT- G1051, Wet Well Grit Pump P-G105 Flow Meter |  | WWD | Waste | FE/ FIT- G1051 |  | G - Headworks |  |  | 1-0102-PPID-G106
ACEQ | WW-XMTR_FM |  | P | Pre-Treatment | Instrumentation |  | FE/ FIT- G3231 | 01 | E | Pre-Treatment, TRANSMITTER, Flow, Magnetic FE/ FIT- G3231, Grit Slurry Pumps to Cyclones Flow Meter |  | WWD | Waste | FE/ FIT- G3231 |  | G - Headworks |  |  | 1-0102-PPID-G302
ACEQ | WW-XMTR_FM |  | P | Pre-Treatment | Instrumentation |  | FE/ FIT- G3251 | 01 | E | Pre-Treatment, TRANSMITTER, Flow, Magnetic FE/ FIT- G3251, Grit Slurry Pumps to Cyclones Flow Meter |  | WWD | Waste | FE/ FIT- G3251 |  | G - Headworks |  |  | 1-0102-PPID-G302
ACEQ | WW-XMTR_FM |  | P | Pre-Treatment | Instrumentation |  | FE/ FIT- G6621 | 01 | E | Pre-Treatment, TRANSMITTER, Flow, Magnetic FE/ FIT- G6621, Hot Water Pumps P-G660/G661 Flow Meter |  | WWD | Waste | FE/ FIT- G6621 |  | G - Headworks |  |  | 1-0102-PPID-G624
CUSP | WW-BLDG_PR |  | P | Pre-Treatment | Buildings & Concrete Structures |  | Building Envelope | 01 | E | Pre-Treatment, BUILDING, Process Building Envelope, Pre-Treatment Building Envelope |  | WWD | Waste | 0 |  | G - Headworks |  |  | 1-0102-PPID-G901
CUSP | WW-CHNL_CO |  | P | Pre-Treatment | Buildings & Concrete Structures |  | Group | 01 | E | Pre-Treatment, CHANNEL, Concrete Group, Channels & Waterways Group Asset |  | WWD | Waste | Group |  | G - Headworks
CUSP | WW-TANK-CO |  | P | Pre-Treatment | Grit Handling |  | TK-G331 | 01 | E | Pre-Treatment, TANK, Concrete (Clarifiers/Digesters/Fermenters) TK-G331, Grit Slurry Tank #3 |  | WWD | Waste | TK-G331 |  | G - Headworks |  |  | 1-0102-PPID-G303
CUSP | WW-TANK-CO |  | P | Pre-Treatment | Grit Handling |  | TK-G332 | 01 | E | Pre-Treatment, TANK, Concrete (Clarifiers/Digesters/Fermenters) TK-G332, Grit Slurry Tank #4 |  | WWD | Waste | TK-G332 |  | G - Headworks |  |  | 1-0102-PPID-G303
IMST | WW-VESS_BI |  | P | Pre-Treatment | Influent Screening |  | TK-G233 | 01 | E | Pre-Treatment, VESSEL, Bin TK-G233, Disposal Bin #1 |  | WWD | Waste | TK-G233 |  | G - Headworks |  |  | 1-0102-PPID-G203
IMST | WW-VESS_BI |  | P | Pre-Treatment | Influent Screening |  | TK-G234 | 01 | E | Pre-Treatment, VESSEL, Bin TK-G234, Disposal Bin #2 |  | WWD | Waste | TK-G234 |  | G - Headworks |  |  | 1-0102-PPID-G203
IMST | WW-VESS_TA |  | P | Pre-Treatment | Grit Handling |  | TK-G321 | 01 | E | Pre-Treatment, VESSEL, Tank TK-G321, Grit Slurry Tank #1 |  | WWD | Waste | TK-G321 |  | G - Headworks |  |  | 1-0102-PPID-G301
IMST | WW-VESS_TA |  | P | Pre-Treatment | Grit Handling |  | TK-G322 | 01 | E | Pre-Treatment, VESSEL, Tank TK-G322, Grit Slurry Tank #2 |  | WWD | Waste | TK-G322 |  | G - Headworks |  |  | 1-0102-PPID-G301
0
0
MAME | WW-BLWR_CE |  | P | Pre-Treatment | Grit Handling |  | B-G351 | 01 | E | Pre-Treatment, BLOWER, Centrifugal B-G351, Channel Aeration Blower #1 |  | WWD | Waste | B-G351 | MCC-G750 | G - Headworks |  |  | 1-0102-PPID-G307
MAME | WW-BLWR_CE |  | P | Pre-Treatment | Grit Handling |  | B-G352 | 01 | E | Pre-Treatment, BLOWER, Centrifugal B-G352, Channel Aeration Blower #2 |  | WWD | Waste | B-G352 | MCC-G760 | G - Headworks |  |  | 1-0102-PPID-G307
0
MAME | WW-BURN_GA |  | P | Pre-Treatment | Buildings HVAC |  | UH-G655 | 01 | E | Pre-Treatment, BURNER, Gas (Natural/Biogas) UH-G655, Generator Room Natural Gas Unit Heater |  | WWD | Waste | UH-G655 | MCC-G714 | G - Headworks |  |  | 1-0102-PPID-G612
MAME | WW-CLA_SCR |  | P | Pre-Treatment | Grit Handling |  | GRP-G341 | 01 | E | Pre-Treatment, CLASSIFIER, Screw GRP-G341, Grit Classifier #1 |  | WWD | Waste | GRP-G341 | MCC-G750 | G - Headworks |  |  | 1-0102-PPID-G305
MAME | WW-CLA_SCR |  | P | Pre-Treatment | Grit Handling |  | GRP-G342 | 01 | E | Pre-Treatment, CLASSIFIER, Screw GRP-G342, Grit Classifier #2 |  | WWD | Waste | GRP-G342 | MCC-G760 | G - Headworks |  |  | 1-0102-PPID-G305
MAME | WW-COM_SCR |  | P | Pre-Treatment | Influent Screening |  | WCP-G231 | 01 | E | Pre-Treatment, COMPACTOR, Screw WCP-G231, Screening Washer / Compactor #1 |  | WWD | Waste | WCP-G231 | MCC-G750 | G - Headworks |  |  | 1-0102-PPID-G203
MAME | WW-COM_SCR |  | P | Pre-Treatment | Influent Screening |  | WCP-G232 | 01 | E | Pre-Treatment, COMPACTOR, Screw WCP-G232, Screening Washer / Compactor #2 |  | WWD | Waste | WCP-G232 | MCC-G760 | G - Headworks |  |  | 1-0102-PPID-G203
MAME | WW-CRAN_OH |  | P | Pre-Treatment | Buildings & Concrete Structures |  | CRN-G565 | 01 | E | Pre-Treatment, CRANE, Over Head Bridge CRN-G565, Screen Room Travelling Bridge Crane |  | WWD | Waste | CRN-G565 | MCC-G710 | G - Headworks |  |  | 1-0102-PPID-G901
MAME | WW-FAN |  | P | Pre-Treatment | Buildings HVAC |  | EF-B685 | 01 | E | Pre-Treatment, FAN EF-B685, Screen Room Exhaust Fan #1 & Dampers |  | WWD | Waste | EF-B685 | MCC-G770 | B - Service Building & Existing |  |  | 1-0102-PPID-G609
MAME | WW-FAN |  | P | Pre-Treatment | Buildings HVAC |  | EF-B686 | 01 | E | Pre-Treatment, FAN EF-B686, Screen Room Exhaust Fan #2 & Dampers |  | WWD | Waste | EF-B686 | MCC-G780 | B - Service Building & Existing |  |  | 1-0102-PPID-G609
MAME | WW-FAN |  | P | Pre-Treatment | Buildings HVAC |  | EF-G685 | 01 | E | Pre-Treatment, FAN EF-G685, Pump Dry Well Exhaust Fan |  | WWD | Waste | EF-G685 | MCC-G710 | G - Headworks |  |  | 1-0102-PPID-G610
MAME | WW-FAN |  | P | Pre-Treatment | Buildings HVAC |  | EF-G652 | 01 | E | Pre-Treatment, FAN EF-G652, Generator Room Exhaust Fan #1 & Damper |  | WWD | Waste | EF-G652 | MCC-G730 | G - Headworks |  |  | 1-0102-PPID-G612
MAME | WW-FAN |  | P | Pre-Treatment | Buildings HVAC |  | EF-G653 | 01 | E | Pre-Treatment, FAN EF-G653, Generator Room Exhaust Fan #2 & Damper |  | WWD | Waste | EF-G653 | MCC-G730 | G - Headworks |  |  | 1-0102-PPID-G612
MAME | WW-FAN |  | P | Pre-Treatment | Buildings HVAC |  | SF-G601 | 01 | E | Pre-Treatment, FAN SF-G601, Wet Well Upper Level Supply Fan & Dampers |  | WWD | Waste | SF-G601 | MCC-G710 | G - Headworks |  |  | 1-0102-PPID-G614
MAME | WW-FAN |  | P | Pre-Treatment | Buildings HVAC |  | SF-G602 | 01 | E | Pre-Treatment, FAN SF-G602, Wet Well Supply Fan & Dampers |  | WWD | Waste | SF-G602 | MCC-G720 | G - Headworks |  |  | 1-0102-PPID-G615
MAME | WW-FAN |  | P | Pre-Treatment | Buildings HVAC |  | EF-G686 | 01 | E | Pre-Treatment, FAN EF-G686, Wet Well Exhaust Fan #1 & Dampers |  | WWD | Waste | EF-G686 | MCC-G720 | G - Headworks |  |  | 1-0102-PPID-G615
MAME | WW-FAN |  | P | Pre-Treatment | Buildings HVAC |  | EF-G687 | 01 | E | Pre-Treatment, FAN EF-G687, Wet Well Exhaust Fan #2 & Dampers |  | WWD | Waste | EF-G687 | MCC-G710 | G - Headworks |  |  | 1-0102-PPID-G615
MAME | WW-FAN |  | P | Pre-Treatment | Buildings HVAC |  | EF-G692 | 01 | E | Pre-Treatment, FAN EF-G692, Electrical Room Exhaust Fan & Damper |  | WWD | Waste | EF-G692 | MCC-G720 | G - Headworks |  |  | 1-0102-PPID-G616
MAME | WW-FAN |  | P | Pre-Treatment | Buildings HVAC |  | EF-G611 | 01 | E | Pre-Treatment, FAN EF-G611, Grit & Screening Platform, Truck Loading Bay Exhaust Fan & Damper |  | WWD | Waste | EF-G611 | MCC-G770 | G - Headworks |  |  | 1-0102-PPID-G620
MAME | WW-FAN |  | P | Pre-Treatment | Buildings HVAC |  | EF-B687 | 01 | E | Pre-Treatment, FAN EF-B687, Grit Tank Room Exhaust Fan #1 & Dampers |  | WWD | Waste | EF-B687 | MCC-G770 | B - Service Building & Existing |  |  | 1-0102-PPID-G621
MAME | WW-FAN |  | P | Pre-Treatment | Buildings HVAC |  | EF-B688 | 01 | E | Pre-Treatment, FAN EF-B688, Grit Tank Room Exhaust Fan #2 & Dampers |  | WWD | Waste | EF-B688 | MCC-G780 | B - Service Building & Existing |  |  | 1-0102-PPID-G621
MAME | WW-FAN |  | P | Pre-Treatment | Buildings HVAC |  | EF-Group | 01 | E | Pre-Treatment, FAN EF-Group, EXHAUST FAN & DAMPERS < 1 kW, Group Asset |  | WWD | Waste | EF-Group |  | G - Headworks
MAME | WW-FAN |  | P | Pre-Treatment | Buildings HVAC |  | SF-Group | 01 | E | Pre-Treatment, FAN SF-Group, SUPPLY FAN & DAMPERS < 1 kW, Group Asset |  | WWD | Waste | SF-Group |  | G - Headworks
0
0
0
MAME | WW-HEXR_PL |  | P | Pre-Treatment | Buildings HVAC |  | HE-G663 | 01 | E | Pre-Treatment, HEAT EXCHANGER, Plate HE-G663, Hot Water / Glycol Heat Exchanger |  | WWD | Waste | HE-G663 |  | G - Headworks |  |  | 1-0102-PPID-G625
MAME | WW-HEXR_TU |  | P | Pre-Treatment | Buildings HVAC |  | HE-G670 | 01 | E | Pre-Treatment, HEAT EXCHANGER, Tube HE-G670, Glycol / Flushing Water Heat Exchanger |  | WWD | Waste | HE-G670 |  | G - Headworks |  |  | 1-0102-PPID-G602
MAME | WW-HEXR_TU |  | P | Pre-Treatment | Buildings HVAC |  | HE-G603 | 01 | E | Pre-Treatment, HEAT EXCHANGER, Tube HE-G603, Glycol / Flushing Water Heat Exchanger |  | WWD | Waste | HE-G603 |  | G - Headworks |  |  | 1-0102-PPID-G614
MAME | WW-HEXR_TU |  | P | Pre-Treatment | Buildings HVAC |  | HE-G605 | 01 | E | Pre-Treatment, HEAT EXCHANGER, Tube HE-G605, Glycol / Flushing Water Heat Exchanger |  | WWD | Waste | HE-G605 |  | G - Headworks |  |  | 1-0102-PPID-G614
MAME | WW-HEXR_TU |  | P | Pre-Treatment | Buildings HVAC |  | HE-G673 | 01 | E | Pre-Treatment, HEAT EXCHANGER, Tube HE-G673, Glycol / Flushing Water Heat Exchanger |  | WWD | Waste | HE-G673 |  | G - Headworks |  |  | 1-0102-PPID-G623
MAME | WW-HVAC_AC |  | 123 | Pre-Treatment | Buildings HVAC |  | ACU-G641 | 01 | E | Pre-Treatment, Air Conditioning Unit ACU-G641, Grit & Screen Bldg Electrical Room Air Conditioning Unit |  | WWD | Waste | ACU-G641 | MCC-G770 | G - Headworks |  |  | 1-0102-PPID-G619
MAME | WW-HVAC_AC |  | 123 | Pre-Treatment | Buildings HVAC |  | ACU-G642 | 01 | E | Pre-Treatment, Air Conditioning Unit ACU-G642, Grit & Screen Bldg Electrical Room Air Conditioning Unit |  | WWD | Waste | ACU-G642 | MCC-G780 | G - Headworks |  |  | 1-0102-PPID-G619
MAME | WW-HVAC_AC |  | 123 | Pre-Treatment | Buildings HVAC |  | ACU-G643 | 01 | E | Pre-Treatment, Air Conditioning Unit ACU-G643, Grit & Screen Bldg Electrical Room Air Conditioning Unit |  | WWD | Waste | ACU-G643 | MCC-G770 | G - Headworks |  |  | 1-0102-PPID-G619
MAME | WW-HVAC_AH |  | P | Pre-Treatment | Buildings HVAC |  | AHU-G649 | 01 | E | Pre-Treatment, AIR HANDLING UNIT AHU-G649, Control Room Air Handling Unit & Dampers |  | WWD | Waste | AHU-G649 | MCC-G710 | G - Headworks |  |  | 1-0102-PPID-G603
MAME | WW-HVAC_AH |  | P | Pre-Treatment | Buildings HVAC |  | AHU-G651 | 01 | E | Pre-Treatment, AIR HANDLING UNIT AHU-G651, Control Room Air Handling Unit & Dampers |  | WWD | Waste | AHU-G651 | MCC-G710 | G - Headworks |  |  | 1-0102-PPID-G603
MAME | WW-HVAC_AH |  | 104 | Pre-Treatment | Buildings HVAC |  | CU-G651 | 01 | E | Pre-Treatment, AIR HANDLING UNIT CU-G651, Control Room Condensing Unit |  | WWD | Waste | CU-G651 | MCC-G710 | G - Headworks |  |  | 1-0102-PPID-G603
MAME | WW-HVAC_AH |  | P | Pre-Treatment | Buildings HVAC |  | AHU-G680 | 01 | E | Pre-Treatment, AIR HANDLING UNIT AHU-G680, Motor Room Cooling Unit #1 & Dampers |  | WWD | Waste | AHU-G680 | MCC-G720 | G - Headworks |  |  | 1-0102-PPID-G604
MAME | WW-HVAC_AH |  | P | Pre-Treatment | Buildings HVAC |  | AHU-G681 | 01 | E | Pre-Treatment, AIR HANDLING UNIT AHU-G681, Motor Room Cooling Unit #2 & Dampers |  | WWD | Waste | AHU-G681 | MCC-G710 | G - Headworks |  |  | 1-0102-PPID-G605
MAME | WW-HVAC_AH |  | P | Pre-Treatment | Buildings HVAC |  | AHU-G682 | 01 | E | Pre-Treatment, AIR HANDLING UNIT AHU-G682, Electrical & Blower Rooms Cooling Unit & Dampers |  | WWD | Waste | AHU-G682 | MCC-G720 | G - Headworks |  |  | 1-0102-PPID-G606
MAME | WW-HVAC_AH |  | P | Pre-Treatment | Buildings HVAC |  | AHU-G683 | 01 | E | Pre-Treatment, AIR HANDLING UNIT AHU-G683, Pump Well, Motor Room, Mech Room, Viewing Gallery Ventilation Unit & Dampers |  | WWD | Waste | AHU-G683 | MCC-G710 | G - Headworks |  |  | 1-0102-PPID-G607
MAME | WW-HVAC_AH |  | P | Pre-Treatment | Buildings HVAC |  | AHU-G620 | 01 | E | Pre-Treatment, AIR HANDLING UNIT AHU-G620, Screen Room Ventilation Unit & Dampers |  | WWD | Waste | AHU-G620 | MCC-G780 | G - Headworks |  |  | 1-0102-PPID-G608
MAME | WW-HVAC_AH |  | P | Pre-Treatment | Buildings HVAC |  | AHU-G610 | 01 | E | Pre-Treatment, AIR HANDLING UNIT AHU-G610, Grit & Screen Building Mechanical Room Air Handling Unit & Dampers |  | WWD | Waste | AHU-G610 | MCC-G770 | G - Headworks |  |  | 1-0102-PPID-G617
MAME | WW-HVAC_AH |  | P | Pre-Treatment | Buildings HVAC |  | AHU-G630 | 01 | E | Pre-Treatment, AIR HANDLING UNIT AHU-G630, Grit Room Air Handling Unit & Dampers |  | WWD | Waste | AHU-G630 | MCC-G780 | G - Headworks |  |  | 1-0102-PPID-G618
MAME | WW-HVAC_AH |  | P | Pre-Treatment | Buildings HVAC |  | AHU-G640 | 01 | E | Pre-Treatment, AIR HANDLING UNIT AHU-G640, Grit & Screen Building Electrical Room Air Handling Unit & Damper |  | WWD | Waste | AHU-G640 | MCC-G770 | G - Headworks |  |  | 1-0102-PPID-G619
MAME | WW-HVAC_DU |  | P | Pre-Treatment | Buildings HVAC |  | DU-Group | 01 | E | Pre-Treatment, DUCTING DU-Group, DUCTING, Group Asset |  | WWD | Waste | DU-Group |  | G - Headworks
MAME | WW-PUMP_CE |  | P | Pre-Treatment | Influent Pumping |  | P-G101 | 01 | E | Pre-Treatment, PUMP, Centrifugal P-G101, Raw Sewage Pump #1 |  | WWD | Waste | P-G101 | MCC-G740 | G - Headworks |  |  | 1-0102-PPID-G102
MAME | WW-PUMP_CE |  | P | Pre-Treatment | Influent Pumping |  | P-G102 | 01 | E | Pre-Treatment, PUMP, Centrifugal P-G102, Raw Sewage Pump #2 |  | WWD | Waste | P-G102 | MCC-G750 | G - Headworks |  |  | 1-0102-PPID-G103
MAME | WW-PUMP_CE |  | P | Pre-Treatment | Influent Pumping |  | P-G103 | 01 | E | Pre-Treatment, PUMP, Centrifugal P-G103, Raw Sewage Pump #3 |  | WWD | Waste | P-G103 | MCC-G760 | G - Headworks |  |  | 1-0102-PPID-G104
MAME | WW-PUMP_CE |  | P | Pre-Treatment | Influent Pumping |  | P-G104 | 01 | E | Pre-Treatment, PUMP, Centrifugal P-G104, Raw Sewage Pump #4 |  | WWD | Waste | P-G104 | MCC-G730 | G - Headworks |  |  | 1-0102-PPID-G105
MAME | WW-PUMP_CE |  | P | Pre-Treatment | Influent Pumping |  | P-G105 | 01 | E | Pre-Treatment, PUMP, Centrifugal P-G105, Wet Well Grit Pump |  | WWD | Waste | P-G105 | MCC-G710 | G - Headworks |  |  | 1-0102-PPID-G106
MAME | WW-PUMP_CE |  | P | Pre-Treatment | Influent Screening |  | P-G221 | 01 | E | Pre-Treatment, PUMP, Centrifugal P-G221, Sluice Water Pump #1 |  | WWD | Waste | P-G221 | MCC-G750 | G - Headworks |  |  | 1-0102-PPID-G204
MAME | WW-PUMP_CE |  | P | Pre-Treatment | Influent Screening |  | P-G222 | 01 | E | Pre-Treatment, PUMP, Centrifugal P-G222, Sluice Water Pump #2 |  | WWD | Waste | P-G222 | MCC-G760 | G - Headworks |  |  | 1-0102-PPID-G204
MAME | WW-PUMP_CE |  | P | Pre-Treatment | Grit Handling |  | P-G323 | 01 | E | Pre-Treatment, PUMP, Centrifugal P-G323, Grit Slurry Pump #1 |  | WWD | Waste | P-G323 | MCC-G750 | G - Headworks |  |  | 1-0102-PPID-G302
MAME | WW-PUMP_CE |  | P | Pre-Treatment | Grit Handling |  | P-G324 | 01 | E | Pre-Treatment, PUMP, Centrifugal P-G324, Grit Slurry Pump #2 |  | WWD | Waste | P-G324 | MCC-G760 | G - Headworks |  |  | 1-0102-PPID-G302
MAME | WW-PUMP_CE |  | P | Pre-Treatment | Grit Handling |  | P-G325 | 01 | E | Pre-Treatment, PUMP, Centrifugal P-G325, Grit Slurry Pump #3 |  | WWD | Waste | P-G325 | MCC-G750 | G - Headworks |  |  | 1-0102-PPID-G302
MAME | WW-PUMP_CE |  | P | Pre-Treatment | Grit Handling |  | P-G335 | 01 | E | Pre-Treatment, PUMP, Centrifugal P-G335, Grit Slurry Pump #4 |  | WWD | Waste | P-G335 | MCC-G710 | G - Headworks |  |  | 1-0102-PPID-G304
MAME | WW-PUMP_CE |  | P | Pre-Treatment | Grit Handling |  | P-G336 | 01 | E | Pre-Treatment, PUMP, Centrifugal P-G336, Grit Slurry Pump #5 |  | WWD | Waste | P-G336 | MCC-G720 | G - Headworks |  |  | 1-0102-PPID-G304
MAME | WW-PUMP_CE |  | 85 | Pre-Treatment | Buildings & Concrete Structures |  | P-G521 | 01 | E | Pre-Treatment, PUMP, Centrifugal P-G521, Grit Tanks 1 & 2 Pump Room Sump Pump #1 |  | WWD | Waste | P-G521 | MCC-G750 | G - Headworks |  |  | 1-0102-PPID-G505
MAME | WW-PUMP_CE |  | 85 | Pre-Treatment | Buildings & Concrete Structures |  | P-G522 | 01 | E | Pre-Treatment, PUMP, Centrifugal P-G522, Grit Tanks 1 & 2 Pump Room Sump Pump #2 |  | WWD | Waste | P-G522 | MCC-G760 | G - Headworks |  |  | 1-0102-PPID-G505
MAME | WW-PUMP_CE |  | 85 | Pre-Treatment | Buildings & Concrete Structures |  | P-G531 | 01 | E | Pre-Treatment, PUMP, Centrifugal P-G531, Screening Cable Room Sump Pump #1 |  | WWD | Waste | P-G531 | MCC-G750 | G - Headworks |  |  | 1-0102-PPID-G506
MAME | WW-PUMP_CE |  | 85 | Pre-Treatment | Buildings & Concrete Structures |  | P-G532 | 01 | E | Pre-Treatment, PUMP, Centrifugal P-G532, Screening Cable Room Sump Pump #2 |  | WWD | Waste | P-G532 | MCC-G760 | G - Headworks |  |  | 1-0102-PPID-G506
MAME | WW-PUMP_CE |  | 85 | Pre-Treatment | Buildings & Concrete Structures |  | P-G561 | 01 | E | Pre-Treatment, PUMP, Centrifugal P-G561, Dry Well Sump Discharge Pump #1 |  | WWD | Waste | P-G561 |  | G - Headworks |  |  | 1-0102-PPID-G504
MAME | WW-PUMP_CE |  | 85 | Pre-Treatment | Buildings & Concrete Structures |  | P-G562 | 01 | E | Pre-Treatment, PUMP, Centrifugal P-G562, Dry Well Sump Discharge Pump #2 |  | WWD | Waste | P-G562 |  | G - Headworks |  |  | 1-0102-PPID-G504
MAME | WW-PUMP_CE |  | P | Pre-Treatment | Buildings & Concrete Structures |  | U-G526 | 01 | E | Pre-Treatment, PUMP, Centrifugal U-G526, Bar Screen Room Pressure Washer |  | WWD | Waste | U-G526 |  | G - Headworks |  |  | 1-0102-PPID-G901
MAME | WW-PUMP_CE |  | P | Pre-Treatment | Buildings HVAC |  | P-G671 | 01 | E | Pre-Treatment, PUMP, Centrifugal P-G671, UH, HE & AHU Hot Water Booster Pump #1 |  | WWD | Waste | P-G671 | MCC-G710 | G - Headworks |  |  | 1-0102-PPID-G601
MAME | WW-PUMP_CE |  | P | Pre-Treatment | Buildings HVAC |  | P-G672 | 01 | E | Pre-Treatment, PUMP, Centrifugal P-G672, UH, HE & AHU Hot Water Booster Pump #2 |  | WWD | Waste | P-G672 | MCC-G720 | G - Headworks |  |  | 1-0102-PPID-G601
MAME | WW-PUMP_CE |  | P | Pre-Treatment | Buildings HVAC |  | P-G670 | 01 | E | Pre-Treatment, PUMP, Centrifugal P-G670, Glycol Pump to AHU's |  | WWD | Waste | P-G670 | MCC-G720 | G - Headworks |  |  | 1-0102-PPID-G602
MAME | WW-PUMP_CE |  | P | Pre-Treatment | Buildings HVAC |  | P-G605 | 01 | E | Pre-Treatment, PUMP, Centrifugal P-G605, Heat Exchanger HE-G605 Glycol Pump |  | WWD | Waste | P-G605 | MCC-G710 | G - Headworks |  |  | 1-0102-PPID-G614
MAME | WW-PUMP_CE |  | P | Pre-Treatment | Buildings HVAC |  | FDR-G675 | 01 | E | Pre-Treatment, PUMP, Centrifugal FDR-G675, Grit & Screen Bldg Glycol Feed Package |  | WWD | Waste | FDR-G675 |  | G - Headworks |  |  | 1-0102-PPID-G623
MAME | WW-PUMP_CE |  | P | Pre-Treatment | Buildings HVAC |  | P-G677 | 01 | E | Pre-Treatment, PUMP, Centrifugal P-G677, Cable Service Room Condenser Water Pump #1 |  | WWD | Waste | P-G677 | MCC-G770 | G - Headworks |  |  | 1-0102-PPID-G623
MAME | WW-PUMP_CE |  | P | Pre-Treatment | Buildings HVAC |  | P-G678 | 01 | E | Pre-Treatment, PUMP, Centrifugal P-G678, Cable Service Room Condenser Water Pump #2 |  | WWD | Waste | P-G678 | MCC-G780 | G - Headworks |  |  | 1-0102-PPID-G623
MAME | WW-PUMP_CE |  | P | Pre-Treatment | Buildings HVAC |  | P-G674 | 01 | E | Pre-Treatment, PUMP, Centrifugal P-G674, AHU Glycol Pump |  | WWD | Waste | P-G674 | MCC-G780 | G - Headworks |  |  | 1-0102-PPID-G623
MAME | WW-PUMP_CE |  | P | Pre-Treatment | Buildings HVAC |  | P-G660 | 01 | E | Pre-Treatment, PUMP, Centrifugal P-G660, HE & UH Hot Water Pump #1 |  | WWD | Waste | P-G660 | MCC-G780 | G - Headworks |  |  | 1-0102-PPID-G624
MAME | WW-PUMP_CE |  | P | Pre-Treatment | Buildings HVAC |  | P-G661 | 01 | E | Pre-Treatment, PUMP, Centrifugal P-G661, HE & UH Hot Water Pump #2 |  | WWD | Waste | P-G661 | MCC-G770 | G - Headworks |  |  | 1-0102-PPID-G624
MAME | WW-PUMP_CE |  | P | Pre-Treatment | Buildings HVAC |  | FDR-G664 | 01 | E | Pre-Treatment, PUMP, Centrifugal FDR-G664, Grit & Screen Bldg Glycol Feed Package |  | WWD | Waste | FDR-G664 |  | G - Headworks |  |  | 1-0102-PPID-G625
MAME | WW-PUMP_CE |  | P | Pre-Treatment | Buildings HVAC |  | P-G665 | 01 | E | Pre-Treatment, PUMP, Centrifugal P-G665, AHU Glycol Pump #1 |  | WWD | Waste | P-G665 | MCC-G770 | G - Headworks |  |  | 1-0102-PPID-G625
MAME | WW-PUMP_CE |  | P | Pre-Treatment | Buildings HVAC |  | P-G666 | 01 | E | Pre-Treatment, PUMP, Centrifugal P-G666, AHU Glycol Pump #2 |  | WWD | Waste | P-G666 | MCC-G780 | G - Headworks |  |  | 1-0102-PPID-G625
MAME | WW-PUMP_RO |  | P | Pre-Treatment | Grit Handling |  | B-G353 | 01 | E | Pre-Treatment, PUMP, Rotary B-G353, Grit Blower #1 |  | WWD | Waste | B-G353 | MCC-G710 | G - Headworks |  |  | 1-0102-PPID-G306
MAME | WW-PUMP_RO |  | P | Pre-Treatment | Grit Handling |  | B-G354 | 01 | E | Pre-Treatment, PUMP, Rotary B-G354, Grit Blower #2 |  | WWD | Waste | B-G354 | MCC-G720 | G - Headworks |  |  | 1-0102-PPID-G306
MAME | WW-SCRN_PL |  | P | Pre-Treatment | Influent Screening |  | SCR-G211 | 01 | E | Pre-Treatment, SCREEN, Plate, Perforated SCR-G211, Mechanical Screen #1 |  | WWD | Waste | SCR-G211 | MCC-G750 | G - Headworks |  |  | 1-0102-PPID-G201
MAME | WW-SCRN_PL |  | P | Pre-Treatment | Influent Screening |  | SCR-G212 | 01 | E | Pre-Treatment, SCREEN, Plate, Perforated SCR-G212, Mechanical Screen #2 |  | WWD | Waste | SCR-G212 | MCC-G760 | G - Headworks |  |  | 1-0102-PPID-G201
MAME | WW-SCRN_PL |  | P | Pre-Treatment | Influent Screening |  | SCR-G213 | 01 | E | Pre-Treatment, SCREEN, Plate, Perforated SCR-G213, Mechanical Screen #3 |  | WWD | Waste | SCR-G213 | MCC-G750 | G - Headworks |  |  | 1-0102-PPID-G202
MAME | WW-SCRN_PL |  | P | Pre-Treatment | Influent Screening |  | SCR-G214 | 01 | E | Pre-Treatment, SCREEN, Plate, Perforated SCR-G214, Mechanical Screen #4 |  | WWD | Waste | SCR-G214 | MCC-G760 | G - Headworks |  |  | 1-0102-PPID-G202
MEEQ | WW-CABLING |  | P | Pre-Treatment | Electrical Power Supply |  | Group | 01 | E | Pre-Treatment, CABLING Group, LV Cabling Group Asset |  | WWD | Waste | Group |  | G - Headworks
0
MEEQ | WW-CAPACIT |  | P | Pre-Treatment | Electrical Power Supply |  | HF-G750 | 01 | E | Pre-Treatment, CAPACITOR HF-G750, Active Harmonic Filter & Power Factor Correction |  | WWD | Waste | HF-G750 | MCC-G750 | G - Headworks |  |  | 1-0102-ESLD-G004
MEEQ | WW-CAPACIT |  | P | Pre-Treatment | Electrical Power Supply |  | HF-G760 | 01 | E | Pre-Treatment, CAPACITOR HF-G760, Active Harmonic Filter & Power Factor Correction |  | WWD | Waste | HF-G760 | MCC-G760 | G - Headworks |  |  | 1-0102-ESLD-G005
MEEQ | WW-CTRL_VF |  | 1 | Pre-Treatment | Influent Pumping |  | P-G101.VFD | 01 | E | Pre-Treatment, CONTROLLER, Variable Frequency Drive P-G101.VFD, Raw Sewage Pump #1 |  | WWD | Waste | P-G101.VFD | MCC-G740 | G - Headworks |  |  | 1-0102-PPID-G102
MEEQ | WW-CTRL_VF |  | 4 | Pre-Treatment | Influent Pumping |  | P-G102.VFD | 01 | E | Pre-Treatment, CONTROLLER, Variable Frequency Drive P-G102.VFD, Raw Sewage Pump #2 |  | WWD | Waste | P-G102.VFD | MCC-G750 | G - Headworks |  |  | 1-0102-PPID-G103
MEEQ | WW-CTRL_VF |  | 7 | Pre-Treatment | Influent Pumping |  | P-G103.VFD | 01 | E | Pre-Treatment, CONTROLLER, Variable Frequency Drive P-G103.VFD, Raw Sewage Pump #3 |  | WWD | Waste | P-G103.VFD | MCC-G760 | G - Headworks |  |  | 1-0102-PPID-G104
MEEQ | WW-CTRL_VF |  | 10 | Pre-Treatment | Influent Pumping |  | P-G104.VFD | 01 | E | Pre-Treatment, CONTROLLER, Variable Frequency Drive P-G104.VFD, Raw Sewage Pump #4 |  | WWD | Waste | P-G104.VFD | MCC-G730 | G - Headworks |  |  | 1-0102-PPID-G105
MEEQ | WW-CTRL_VF |  | 34 | Pre-Treatment | Grit Handling |  | B-G351.VFD | 01 | E | Pre-Treatment, CONTROLLER, Variable Frequency Drive B-G351.VFD, Channel Aeration Blower #1 |  | WWD | Waste | B-G351.VFD | MCC-G750 | G - Headworks |  |  | 1-0102-PPID-G307
MEEQ | WW-CTRL_VF |  | 37 | Pre-Treatment | Grit Handling |  | B-G352.VFD | 01 | E | Pre-Treatment, CONTROLLER, Variable Frequency Drive B-G352.VFD, Channel Aeration Blower #2 |  | WWD | Waste | B-G352.VFD | MCC-G760 | G - Headworks |  |  | 1-0102-PPID-G307
MEEQ | WW-MCC_LV |  | P | Pre-Treatment | Electrical Power Supply |  | MCC-G710 | 01 | E | Pre-Treatment, MOTOR CONTROL CENTRE/DISTRIBUTION BOARD, Low Voltage MCC-G710, Pump & Screen Building MCC |  | WWD | Waste | MCC-G710 | SGR-S701 | G - Headworks |  |  | 1-0102-ESLD-G001
MEEQ | WW-MCC_LV |  | P | Pre-Treatment | Electrical Power Supply |  | PNL-3G | 01 | E | Pre-Treatment, MOTOR CONTROL CENTRE/DISTRIBUTION BOARD, Low Voltage PNL-3G, Distribution Panel to XFMR-G9 |  | WWD | Waste | PNL-3G | MCC-G710 | G - Headworks |  |  | 1-0102-ESLD-G001
MEEQ | WW-MCC_LV |  | P | Pre-Treatment | Electrical Power Supply |  | PNL-G9 | 01 | E | Pre-Treatment, MOTOR CONTROL CENTRE/DISTRIBUTION BOARD, Low Voltage PNL-G9, Distribution Panel |  | WWD | Waste | PNL-G9 | MCC-G710 | G - Headworks |  |  | 1-0102-ESLD-G001
MEEQ | WW-MCC_LV |  | P | Pre-Treatment | Electrical Power Supply |  | PNL-1G | 01 | E | Pre-Treatment, MOTOR CONTROL CENTRE/DISTRIBUTION BOARD, Low Voltage PNL-1G, Distribution Panel to PNL-1A Admin Bldg |  | WWD | Waste | PNL-1G | MCC-G710 | G - Headworks |  |  | 1-0102-ESLD-G001
MEEQ | WW-MCC_LV |  | P | Pre-Treatment | Electrical Power Supply |  | MCC-G720 | 01 | E | Pre-Treatment, MOTOR CONTROL CENTRE/DISTRIBUTION BOARD, Low Voltage MCC-G720, Pump & Screen Building MCC |  | WWD | Waste | MCC-G720 | SGR-S702 | G - Headworks |  |  | 1-0102-ESLD-G001
MEEQ | WW-MCC_LV |  | P | Pre-Treatment | Electrical Power Supply |  | PNL-4G | 01 | E | Pre-Treatment, MOTOR CONTROL CENTRE/DISTRIBUTION BOARD, Low Voltage PNL-4G, Distribution Panel |  | WWD | Waste | PNL-4G | PNL-4P | G - Headworks |  |  | 1-0102-ESLD-G002
MEEQ | WW-MCC_LV |  | P | Pre-Treatment | Electrical Power Supply |  | PNL-2G | 01 | E | Pre-Treatment, MOTOR CONTROL CENTRE/DISTRIBUTION BOARD, Low Voltage PNL-2G, Distribution Panel |  | WWD | Waste | PNL-2G | MCC-G720 | G - Headworks |  |  | 1-0102-ESLD-G002
MEEQ | WW-MCC_LV |  | P | Pre-Treatment | Electrical Power Supply |  | PNL-G10 | 01 | E | Pre-Treatment, MOTOR CONTROL CENTRE/DISTRIBUTION BOARD, Low Voltage PNL-G10, Distribution Panel |  | WWD | Waste | PNL-G10 | CB-PNL-G10 | G - Headworks |  |  | 1-0102-ESLD-G002
MEEQ | WW-MCC_LV |  | P | Pre-Treatment | Electrical Power Supply |  | MCC-G730 | 01 | E | Pre-Treatment, MOTOR CONTROL CENTRE/DISTRIBUTION BOARD, Low Voltage MCC-G730, Pump & Screen Building MCC |  | WWD | Waste | MCC-G730 | ATS-G580 | G - Headworks |  |  | 1-0102-ESLD-G003
MEEQ | WW-MCC_LV |  | P | Pre-Treatment | Electrical Power Supply |  | PNL-6G | 01 | E | Pre-Treatment, MOTOR CONTROL CENTRE/DISTRIBUTION BOARD, Low Voltage PNL-6G, Distribution Panel |  | WWD | Waste | PNL-6G | MCC-G730 | G - Headworks |  |  | 1-0102-ESLD-G003
MEEQ | WW-MCC_LV |  | P | Pre-Treatment | Electrical Power Supply |  | MCC-G740 | 01 | E | Pre-Treatment, MOTOR CONTROL CENTRE/DISTRIBUTION BOARD, Low Voltage MCC-G740, Pump & Screen Building MCC |  | WWD | Waste | MCC-G740 | SGR-S702 | G - Headworks |  |  | 1-0102-ESLD-G003
MEEQ | WW-MCC_LV |  | P | Pre-Treatment | Electrical Power Supply |  | MCC-G750 | 01 | E | Pre-Treatment, MOTOR CONTROL CENTRE/DISTRIBUTION BOARD, Low Voltage MCC-G750, Grit & Screenings Building MCC |  | WWD | Waste | MCC-G750 |  | G - Headworks |  |  | 1-0102-ESLD-G004
MEEQ | WW-MCC_LV |  | P | Pre-Treatment | Electrical Power Supply |  | PNL-G751 | 01 | E | Pre-Treatment, MOTOR CONTROL CENTRE/DISTRIBUTION BOARD, Low Voltage PNL-G751, Distribution Panel |  | WWD | Waste | PNL-G751 | MCC-G750 | G - Headworks |  |  | 1-0102-ESLD-G004
MEEQ | WW-MCC_LV |  | P | Pre-Treatment | Electrical Power Supply |  | PNL-G752 | 01 | E | Pre-Treatment, MOTOR CONTROL CENTRE/DISTRIBUTION BOARD, Low Voltage PNL-G752, Distribution Panel |  | WWD | Waste | PNL-G752 | MCC-G750 | G - Headworks |  |  | 1-0102-ESLD-G004
MEEQ | WW-MCC_LV |  | P | Pre-Treatment | Electrical Power Supply |  | MCC-G760 | 01 | E | Pre-Treatment, MOTOR CONTROL CENTRE/DISTRIBUTION BOARD, Low Voltage MCC-G760, Grit & Screenings Building MCC |  | WWD | Waste | MCC-G760 |  | G - Headworks |  |  | 1-0102-ESLD-G005
MEEQ | WW-MCC_LV |  | P | Pre-Treatment | Electrical Power Supply |  | PNL-G761 | 01 | E | Pre-Treatment, MOTOR CONTROL CENTRE/DISTRIBUTION BOARD, Low Voltage PNL-G761, Distribution Panel |  | WWD | Waste | PNL-G761 | MCC-G760 | G - Headworks |  |  | 1-0102-ESLD-G005
MEEQ | WW-MCC_LV |  | P | Pre-Treatment | Electrical Power Supply |  | PNL-G763U | 01 | E | Pre-Treatment, MOTOR CONTROL CENTRE/DISTRIBUTION BOARD, Low Voltage PNL-G763U, Distribution Panel |  | WWD | Waste | PNL-G763U | MCC-G760 | G - Headworks |  |  | 1-0102-ESLD-G005
MEEQ | WW-MCC_LV |  | P | Pre-Treatment | Electrical Power Supply |  | MCC-G770 | 01 | E | Pre-Treatment, MOTOR CONTROL CENTRE/DISTRIBUTION BOARD, Low Voltage MCC-G770, Grit & Screenings Building MCC |  | WWD | Waste | MCC-G770 | MCC-G750 | G - Headworks |  |  | 1-0102-ESLD-G006
MEEQ | WW-MCC_LV |  | P | Pre-Treatment | Electrical Power Supply |  | MCC-G780 | 01 | E | Pre-Treatment, MOTOR CONTROL CENTRE/DISTRIBUTION BOARD, Low Voltage MCC-G780, Grit & Screenings Building MCC |  | WWD | Waste | MCC-G780 | MCC-G760 | G - Headworks |  |  | 1-0102-ESLD-G006
MEEQ | WW-MOTR_LV |  | 1 | Pre-Treatment | Influent Pumping |  | P-G101.MTR | 01 | E | Pre-Treatment, MOTOR, Low Voltage P-G101.MTR, Raw Sewage Pump #1 |  | WWD | Waste | P-G101.MTR | MCC-G740 | G - Headworks |  |  | 1-0102-PPID-G102
MEEQ | WW-MOTR_LV |  | 4 | Pre-Treatment | Influent Pumping |  | P-G102.MTR | 01 | E | Pre-Treatment, MOTOR, Low Voltage P-G102.MTR, Raw Sewage Pump #2 |  | WWD | Waste | P-G102.MTR | MCC-G750 | G - Headworks |  |  | 1-0102-PPID-G103
MEEQ | WW-MOTR_LV |  | 7 | Pre-Treatment | Influent Pumping |  | P-G103.MTR | 01 | E | Pre-Treatment, MOTOR, Low Voltage P-G103.MTR, Raw Sewage Pump #3 |  | WWD | Waste | P-G103.MTR | MCC-G760 | G - Headworks |  |  | 1-0102-PPID-G104
MEEQ | WW-MOTR_LV |  | 10 | Pre-Treatment | Influent Pumping |  | P-G104.MTR | 01 | E | Pre-Treatment, MOTOR, Low Voltage P-G104.MTR, Raw Sewage Pump #4 |  | WWD | Waste | P-G104.MTR | MCC-G730 | G - Headworks |  |  | 1-0102-PPID-G105
MEEQ | WW-MOTR_LV |  | 34 | Pre-Treatment | Grit Handling |  | B-G351.MTR | 01 | E | Pre-Treatment, MOTOR, Low Voltage B-G351.MTR, Channel Aeration Blower #1 |  | WWD | Waste | B-G351.MTR | MCC-G750 | G - Headworks |  |  | 1-0102-PPID-G307
MEEQ | WW-MOTR_LV |  | 37 | Pre-Treatment | Grit Handling |  | B-G352.MTR | 01 | E | Pre-Treatment, MOTOR, Low Voltage B-G352.MTR, Channel Aeration Blower #2 |  | WWD | Waste | B-G352.MTR | MCC-G760 | G - Headworks |  |  | 1-0102-PPID-G307
0
0
MEEQ | WW-RES_NGR |  | P | Pre-Treatment | Electrical Power Supply |  | NGR-G750 | 01 | E | Pre-Treatment, RESISTOR, Neutral Ground NGR-G750, XFMR-G750 Neutral Ground Resistor |  | WWD | Waste | NGR-G750 |  | G - Headworks |  |  | 1-0102-ESLD-C001
MEEQ | WW-RES_NGR |  | P | Pre-Treatment | Electrical Power Supply |  | NGR-G760 | 01 | E | Pre-Treatment, RESISTOR, Neutral Ground NGR-G760, XFMR-G760 Neutral Ground Resistor |  | WWD | Waste | NGR-G760 |  | G - Headworks |  |  | 1-0102-ESLD-C002
0
0
0
MEEQ | WW-SWIT_TR |  | P | Pre-Treatment | Electrical Power Supply |  | MTS-G1 | 01 | E | Pre-Treatment, SWITCH, Transfer MTS-G1, Pump & Screen Bldg Transfer Switch UPS-G1 |  | WWD | Waste | MTS-G1 | COP-E1 | G - Headworks |  |  | 1-0102-ESLD-G002
MEEQ | WW-SWIT_TR |  | P | Pre-Treatment | Electrical Power Supply |  | MTS-G762 | 01 | E | Pre-Treatment, SWITCH, Transfer MTS-G762, Grit & Screenings Bldg Transfer Switch UPS-G1 |  | WWD | Waste | MTS-G762 | MCC-G760 | G - Headworks |  |  | 1-0102-ESLD-G005
0
0
0
0
MEEQ | WW-UPS_PS |  | P | Pre-Treatment | Electrical Power Supply |  | UPS-G1 | 01 | E | Pre-Treatment, UNINTERRUPTIBLE POWER SUPPLY UPS-G1, Pump & Screen Bldg UPS |  | WWD | Waste | UPS-G1 | COP-E1 | G - Headworks |  |  | 1-0102-ESLD-G002
MEEQ | WW-UPS_PS |  | P | Pre-Treatment | Electrical Power Supply |  | UPS-G762 | 01 | E | Pre-Treatment, UNINTERRUPTIBLE POWER SUPPLY UPS-G762, Grit & Screenings Bldg UPS |  | WWD | Waste | UPS-G762 | MCC-G760 | G - Headworks |  |  | 1-0102-ESLD-G005
MEEQ | WW-XFMR_DR |  | P | Pre-Treatment | Electrical Power Supply |  | XFMR-3G | 01 | E | Pre-Treatment, TRANSFORMER, Dry-type XFMR-3G, Distribution Transformer to PNL-3G |  | WWD | Waste | XFMR-3G | MCC-G710 | G - Headworks |  |  | 1-0102-ESLD-G001
MEEQ | WW-XFMR_DR |  | P | Pre-Treatment | Electrical Power Supply |  | XFMR-G9 | 01 | E | Pre-Treatment, TRANSFORMER, Dry-type XFMR-G9, Distribution Transformer to PNL-G9 |  | WWD | Waste | XFMR-G9 | MCC-G710 | G - Headworks |  |  | 1-0102-ESLD-G001
MEEQ | WW-XFMR_DR |  | P | Pre-Treatment | Electrical Power Supply |  | XFMR-1G | 01 | E | Pre-Treatment, TRANSFORMER, Dry-type XFMR-1G, Distribution Transformer to PNL-1G |  | WWD | Waste | XFMR-1G | MCC-G710 | G - Headworks |  |  | 1-0102-ESLD-G001
MEEQ | WW-XFMR_DR |  | P | Pre-Treatment | Electrical Power Supply |  | XFMR-6G | 01 | E | Pre-Treatment, TRANSFORMER, Dry-type XFMR-6G, Distribution Transformer to PNL-6G |  | WWD | Waste | XFMR-6G | MCC-G730 | G - Headworks |  |  | 1-0102-ESLD-G003
MEEQ | WW-XFMR_DR |  | P | Pre-Treatment | Electrical Power Supply |  | XFMR-G751 | 01 | E | Pre-Treatment, TRANSFORMER, Dry-type XFMR-G751, Distribution Transformer to PNL-G751 |  | WWD | Waste | XFMR-G751 | MCC-G750 | G - Headworks |  |  | 1-0102-ESLD-G004
MEEQ | WW-XFMR_DR |  | P | Pre-Treatment | Electrical Power Supply |  | XFMR-G752 | 01 | E | Pre-Treatment, TRANSFORMER, Dry-type XFMR-G752, Distribution Transformer to PNL-G752 |  | WWD | Waste | XFMR-G752 | MCC-G750 | G - Headworks |  |  | 1-0102-ESLD-G004
MEEQ | WW-XFMR_DR |  | P | Pre-Treatment | Electrical Power Supply |  | XFMR-G761 | 01 | E | Pre-Treatment, TRANSFORMER, Dry-type XFMR-G761, Distribution Transformer to PNL-G761 |  | WWD | Waste | XFMR-G761 | MCC-G760 | G - Headworks |  |  | 1-0102-ESLD-G005
MEEQ | WW-XFMR_LI |  | P | Pre-Treatment | Electrical Power Supply |  | XFMR-G750 | 01 | E | Pre-Treatment, TRANSFORMER, Liquid Filled XFMR-G750, Distribution Transformer to MCC-G750 |  | WWD | Waste | XFMR-G750 | SGR-C701 | G - Headworks |  |  | 1-0102-ESLD-C001
MEEQ | WW-XFMR_LI |  | P | Pre-Treatment | Electrical Power Supply |  | XFMR-G760 | 01 | E | Pre-Treatment, TRANSFORMER, Liquid Filled XFMR-G760, Distribution Transformer to MCC-G760 |  | WWD | Waste | XFMR-G760 | SGR-C702 | G - Headworks |  |  | 1-0102-ESLD-C002
0
0
MIME | WW-GATE |  | P | Pre-Treatment | Influent Pumping |  | XV-G1181 | 01 | E | Pre-Treatment, Gate (Weir/Slide/Flap) XV-G1181, East Wet Well Raw Sewage Inlet Sluice Gate |  | WWD | Waste | XV-G1181 | MCC-G720 | G - Headworks |  |  | 1-0102-PPID-G101
MIME | WW-GATE |  | P | Pre-Treatment | Influent Pumping |  | XV-G1171 | 01 | E | Pre-Treatment, Gate (Weir/Slide/Flap) XV-G1171, West Wet Well Raw Sewage Inlet Sluice Gate |  | WWD | Waste | XV-G1171 | MCC-G710 | G - Headworks |  |  | 1-0102-PPID-G101
MIME | WW-GATE |  | P | Pre-Treatment | Influent Screening |  | XV-G2111 | 01 | E | Pre-Treatment, Gate (Weir/Slide/Flap) XV-G2111, Screen #1 Inlet Sluice Gate |  | WWD | Waste | XV-G2111 | MCC-G750 | G - Headworks |  |  | 1-0102-PPID-G201
MIME | WW-GATE |  | P | Pre-Treatment | Influent Screening |  | XV-G2121 | 01 | E | Pre-Treatment, Gate (Weir/Slide/Flap) XV-G2121, Screen #2 Inlet Sluice Gate |  | WWD | Waste | XV-G2121 | MCC-G760 | G - Headworks |  |  | 1-0102-PPID-G201
MIME | WW-GATE |  | P | Pre-Treatment | Influent Screening |  | XV-G2131 | 01 | E | Pre-Treatment, Gate (Weir/Slide/Flap) XV-G2131, Screen #3 Inlet Sluice Gate |  | WWD | Waste | XV-G2131 | MCC-G750 | G - Headworks |  |  | 1-0102-PPID-G202
MIME | WW-GATE |  | P | Pre-Treatment | Influent Screening |  | XV-G2141 | 01 | E | Pre-Treatment, Gate (Weir/Slide/Flap) XV-G2141, Screen #4 Inlet Sluice Gate |  | WWD | Waste | XV-G2141 | MCC-G760 | G - Headworks |  |  | 1-0102-PPID-G202
MIME | WW-GATE |  | P | Pre-Treatment | Influent Screening |  | XV-G2311 | 01 | E | Pre-Treatment, Gate (Weir/Slide/Flap) XV-G2311, Screening Washer / Compactor #1 Inlet Gate |  | WWD | Waste | XV-G2311 | MCC-G750 | G - Headworks |  |  | 1-0102-PPID-G203
MIME | WW-GATE |  | P | Pre-Treatment | Influent Screening |  | XV-G2321 | 01 | E | Pre-Treatment, Gate (Weir/Slide/Flap) XV-G2321, Screening Washer / Compactor #2 Inlet Gate |  | WWD | Waste | XV-G2321 | MCC-G760 | G - Headworks |  |  | 1-0102-PPID-G203
MIME | WW-GATE |  | P | Pre-Treatment | Grit Handling |  | LV-G3201 | 01 | E | Pre-Treatment, Gate (Weir/Slide/Flap) LV-G3201, Grit Slurry Tanks #1 & #2 Bypass Outlet Sluice Gate |  | WWD | Waste | LV-G3201 | MCC-G750 | G - Headworks |  |  | 1-0102-PPID-G301
MIME | WW-GATE |  | P | Pre-Treatment | Grit Handling |  | HV-G3311 | 01 | E | Pre-Treatment, Gate (Weir/Slide/Flap) HV-G3311, Grit Slurry Tank #3 Inlet Sluice Gate |  | WWD | Waste | HV-G3311 | MCC-G740 | G - Headworks |  |  | 1-0102-PPID-G303
MIME | WW-GATE |  | P | Pre-Treatment | Grit Handling |  | HV-G3321 | 01 | E | Pre-Treatment, Gate (Weir/Slide/Flap) HV-G3321, Grit Slurry Tank #4 Inlet Sluice Gate |  | WWD | Waste | HV-G3321 | MCC-G740 | G - Headworks |  |  | 1-0102-PPID-G303
MIME | WW-GATE |  | P | Pre-Treatment | Grit Handling |  | XV-G3331 | 01 | E | Pre-Treatment, Gate (Weir/Slide/Flap) XV-G3331, Grit Tanks #3 & #4 Outlet To Primary Clarifiers #1 & #2 Sluice Gate |  | WWD | Waste | XV-G3331 | MCC-G760 | G - Headworks |  |  | 1-0102-PPID-G303
MIME | WW-GATE |  | P | Pre-Treatment | Grit Handling |  | XV-G3332 | 01 | E | Pre-Treatment, Gate (Weir/Slide/Flap) XV-G3332, Grit Tanks #3 & #4 Outlet To Primary Clarifier #3 Sluice Gate |  | WWD | Waste | XV-G3332 | MCC-G760 | G - Headworks |  |  | 1-0102-PPID-G303
MIME | WW-HOIST |  | P | Pre-Treatment | Buildings & Concrete Structures |  | CRN-G560 | 01 | E | Pre-Treatment, HOIST CRN-G560, Motor Room Hoist |  | WWD | Waste | MR-G560 | MCC-G720 | G - Headworks |  |  | 1-0102-PPID-G901
MIME | WW-HOIST |  | P | Pre-Treatment | Buildings & Concrete Structures |  | CRN-G569 | 01 | E | Pre-Treatment, HOIST CRN-G569, Pump Well Hoist |  | WWD | Waste | CRN-G569 |  | G - Headworks |  |  | 1-0102-PPID-G901
MIME | WW-HOIST |  | P | Pre-Treatment | Buildings & Concrete Structures |  | CRN-G571 | 01 | E | Pre-Treatment, HOIST CRN-G571, Grit & Screenings Platform Hoist #1 |  | WWD | Waste | CRN-G571 | MCC-G770 | G - Headworks |  |  | 1-0102-PPID-G902
MIME | WW-HOIST |  | P | Pre-Treatment | Buildings & Concrete Structures |  | CRN-G572 | 01 | E | Pre-Treatment, HOIST CRN-G572, Grit & Screenings Platform Hoist #2 |  | WWD | Waste | CRN-G572 | MCC-G780 | G - Headworks |  |  | 1-0102-PPID-G903
MIME | WW-VALV_BA |  | P | Pre-Treatment | Influent Pumping |  | XV-G1063 | 01 | E | Pre-Treatment, VALVE, Ball XV-G1063, Inlet Structure Flushing Water Valve |  | WWD | Waste | XV-G1063 |  | G - Headworks |  |  | 1-0102-PPID-G101
MIME | WW-VALV_BA |  | P | Pre-Treatment | Grit Handling |  | XV-G3313 | 01 | E | Pre-Treatment, VALVE, Ball XV-G3313, Grit Slurry Pumps #4 & #5 Inlet Valve from Grit Tank #3 |  | WWD | Waste | XV-G3313 |  | G - Headworks |  |  | 1-0102-PPID-G304
MIME | WW-VALV_BA |  | P | Pre-Treatment | Grit Handling |  | XV-G3323 | 01 | E | Pre-Treatment, VALVE, Ball XV-G3323, Grit Slurry Pumps #4 & #5 Inlet Valve from Grit Tank #4 |  | WWD | Waste | XV-G3323 |  | G - Headworks |  |  | 1-0102-PPID-G304
MIME | WW-VALV_BU |  | P | Pre-Treatment | Grit Handling |  | XV-G3312 | 01 | E | Pre-Treatment, VALVE, Butterfly XV-G3312, Channel Aeration Valve |  | WWD | Waste | XV-G3312 | MCC-G750 | G - Headworks |  |  | 1-0102-PPID-G303
MIME | WW-VALV_BU |  | P | Pre-Treatment | Grit Handling |  | XV-G3322 | 01 | E | Pre-Treatment, VALVE, Butterfly XV-G3322, Channel Aeration Valve |  | WWD | Waste | XV-G3322 | MCC-G760 | G - Headworks |  |  | 1-0102-PPID-G303
MIME | WW-VALV_GA |  | P | Pre-Treatment | Influent Pumping |  | XV-G1211 | 01 | E | Pre-Treatment, VALVE, Gate XV-G1211, P-G101 Raw Sewage Suction Valve |  | WWD | Waste | XV-G1211 | MCC-G710 | G - Headworks |  |  | 1-0102-PPID-G102
MIME | WW-VALV_GA |  | P | Pre-Treatment | Influent Pumping |  | YV-G1013 | 01 | E | Pre-Treatment, VALVE, Gate YV-G1013, P-G101 Non-Potable Water Valve |  | WWD | Waste | YV-G1013 |  | G - Headworks |  |  | 1-0102-PPID-G102
MIME | WW-VALV_GA |  | P | Pre-Treatment | Influent Pumping |  | XV-G1231 | 01 | E | Pre-Treatment, VALVE, Gate XV-G1231, P-G103 Raw Sewage Suction Valve |  | WWD | Waste | XV-G1231 | MCC-G710 | G - Headworks |  |  | 1-0102-PPID-G104
MIME | WW-VALV_GA |  | P | Pre-Treatment | Influent Pumping |  | XV-G1241 | 01 | E | Pre-Treatment, VALVE, Gate XV-G1241, P-G104 Raw Sewage Suction Valve |  | WWD | Waste | XV-G1241 | MCC-G720 | G - Headworks |  |  | 1-0102-PPID-G105
MIME | WW-VALV_GA |  | P | Pre-Treatment | Influent Screening |  | XV-G2301 | 01 | E | Pre-Treatment, VALVE, Gate XV-G2301, Screenings To Compactors Fire Isolation Valve |  | WWD | Waste | XV-G2301 | MCC-G750 | G - Headworks |  |  | 1-0102-PPID-G203
MIME | WW-VALV_KN |  | P | Pre-Treatment | Influent Pumping |  | XV-G1062 | 01 | E | Pre-Treatment, VALVE, Knife XV-G1062, Raw Sewage Recyle Valve |  | WWD | Waste | XV-G1062 | MCC-G720 | G - Headworks |  |  | 1-0102-PPID-G101
MIME | WW-VALV_KN |  | P | Pre-Treatment | Influent Pumping |  | XV-G1221 | 01 | E | Pre-Treatment, VALVE, Knife XV-G1221, P-G102 Raw Sewage Suction Valve |  | WWD | Waste | XV-G1221 | MCC-G720 | G - Headworks |  |  | 1-0102-PPID-G103
MIME | WW-VALV_KN |  | P | Pre-Treatment | Grit Handling |  | XV-G3236 | 01 | E | Pre-Treatment, VALVE, Knife XV-G3236, Grit Slurry Pump Suction Cross-Connection Valve |  | WWD | Waste | XV-G3236 | MCC-G750 | G - Headworks |  |  | 1-0102-PPID-G302
MIME | WW-VALV_KN |  | P | Pre-Treatment | Grit Handling |  | XV-G3256 | 01 | E | Pre-Treatment, VALVE, Knife XV-G3256, Grit Slurry Pump Suction Cross-Connection Valve |  | WWD | Waste | XV-G3256 | MCC-G760 | G - Headworks |  |  | 1-0102-PPID-G302
MIME | WW-VALV_KN |  | P | Pre-Treatment | Grit Handling |  | XV-G3237 | 01 | E | Pre-Treatment, VALVE, Knife XV-G3237, Grit Slurry Pump Discharge Cross-Connection Valve |  | WWD | Waste | XV-G3237 | MCC-G750 | G - Headworks |  |  | 1-0102-PPID-G302
MIME | WW-VALV_KN |  | P | Pre-Treatment | Grit Handling |  | XV-G3257 | 01 | E | Pre-Treatment, VALVE, Knife XV-G3257, Grit Slurry Pump Discharge Cross-Connection Valve |  | WWD | Waste | XV-G3257 | MCC-G760 | G - Headworks |  |  | 1-0102-PPID-G302
MIME | WW-VALV_KN |  | P | Pre-Treatment | Grit Handling |  | XV-G3411 | 01 | E | Pre-Treatment, VALVE, Knife XV-G3411, Grit Classifier #1 Inlet Valve |  | WWD | Waste | XV-G3411 | MCC-G750 | G - Headworks |  |  | 1-0102-PPID-G305
MIME | WW-VALV_KN |  | P | Pre-Treatment | Grit Handling |  | XV-G3421 | 01 | E | Pre-Treatment, VALVE, Knife XV-G3421, Grit Classifier #2 Inlet Valve |  | WWD | Waste | XV-G3421 | MCC-G760 | G - Headworks |  |  | 1-0102-PPID-G305
MIME | WW-VALV_KN |  | P | Pre-Treatment | Grit Handling |  | XV-G3412 | 01 | E | Pre-Treatment, VALVE, Knife XV-G3412, Grit Classifier #1 Inlet Valve |  | WWD | Waste | XV-G3412 | MCC-G750 | G - Headworks |  |  | 1-0102-PPID-G305
MIME | WW-VALV_KN |  | P | Pre-Treatment | Grit Handling |  | XV-G3422 | 01 | E | Pre-Treatment, VALVE, Knife XV-G3422, Grit Classifier #2 Inlet Valve |  | WWD | Waste | XV-G3422 | MCC-G760 | G - Headworks |  |  | 1-0102-PPID-G305
MIME | WW-VALV_KN |  | P | Pre-Treatment | Grit Handling |  | XV-G3413 | 01 | E | Pre-Treatment, VALVE, Knife XV-G3413, Grit Classifier #1 Inlet Valve |  | WWD | Waste | XV-G3413 | MCC-G750 | G - Headworks |  |  | 1-0102-PPID-G305
MIME | WW-VALV_KN |  | P | Pre-Treatment | Grit Handling |  | XV-G3423 | 01 | E | Pre-Treatment, VALVE, Knife XV-G3423, Grit Classifier #2 Inlet Valve |  | WWD | Waste | XV-G3423 | MCC-G760 | G - Headworks |  |  | 1-0102-PPID-G305
0
0
0
Note on A5: CODE, Asset Class Type: Fill each cell using the Asset Classification sheet preceeding the data sheet.
Note on B5: CODE, Asset Type: Fill each cell using the Asset Classification sheet preceeding the data sheet
Note on C5: Asset Type Attribute Description: Fill the specific number of the asset type. If an asset type is more than one, then use numbers to differentiate them as shown in the examples: WW-MOTR_LV1: WW-MOTR_LV2; WW-MOTR_LV3 Note: Each specific asset should be on separate cells
Note on D5: PARENT ASSET: Identify the parent asset of the asset type indicated in column B
Note on E5: Process Area: Fill each cell with the appropriate process area using the guideline to document asset registry
Note on F5: Sub-process Area: Fill each cell with the appropriate sub-process area (if applicable) using the guideline to document asset registry
Note on H5: TAGGED- Name Plate: Contractors are to answer "YES" or "NO" to the question: Does the Asset have a name plate? Note: Name plates are helpful to retrieve Asset Specification Information.
Note on I5: TAG ID: Fill each cell with the unique Euipment Identifier number of the asset. E.g LDB-Y793 or S-C580 or SF-G581.MTR or XFMR-Y701 Smart numbered Tag_ID using City of Winnipeg standard format.
Note on J5: PLANT: This is a constant: Fill each cell with 01 for all assets
Note on K5: ASSET_RECORD_TYPE: For the asset type identified in column B, use validation drop down list to select appropriate Asset Type Record. E = Equipment B = Building A = Virtual (used in Asset Hierarchy Structure)
Note on L5: ASSET_DESC: Asset description should be documented in this format: Plant where Asset is located: NE-; Process building/area where Asset is located: LHW #1; Asset Tag ID: S-Y910; Common name of the asset: Refrigerated Sampler Each element must be separated by a comma and a space Example: NE, LHW #1, S-Y910, Refrigerated Sampler
Note on M5: ASSET_STATUS: Indicate if asset is active or inactive Format: Assets in service = ACTIVE Asset to be retired= INACTIVE
Note on N5: DEPARTMENT: DEPARTMENT: This is a constant: Fill each cell with WWD for all assets
Note on O5: AREA: This is a constant: Fill each cell with Waste
Note on P5: BREAKER_NO: This may be the same as the Tag ID so Fill in the Tag ID in each cell.
Note on Q5: CONTROL_PANEL: Identify the control Panel ID Number (If applicable to the asset)
Note on R5: BUILDING: Use the building segment information provided in the guideline to identify building segment. If no appropriate building segment is listed, provide proposed new Building to City of Winnipeg for consideration.
Note on S5: LOCATION: Fill in the physical location of the asset e.g. Gallery XX, Tunnel XX, Basement, Upper Level, Lower Level, Mezzanine, West Wall etc. General location of the Asset. Maximum data length = 30 characters
Note on T5: ROOM: Chlorine, Pump, Control, Motor etc. Fill in the name of the room where the Asset is located. Maximum data length = 20 characters
Note on U5: Drawing Number:Reference to most relevant drawing. For process equipment use PPID. For Electrical assets (MCCs; Panels) use ESLD. May be laeft blank for grouped assets. Maximum Data length = 24
Note on W5: 0 - no environmental impact 35 - low impact, minor environmental impact, not reportable 60 - moderate impact, reversible effect but reportable licence violation 125 - significant impact, major spill or release, reportable licence violation 275 - Severe impact, catastrophic environmental impact, reportable licence violation
Note on X5: 0 - no impact on safety of personnel 50 - low impact, minor injury, report only 70 - moderate impact, injury requiring first aid/medical treatment 125 - Significant impact, Lost Time Injury 325 - Severe impact, fatality possible
Note on Y5: 0 - no impact, complete redundancy, auto switching takes place OR 2-4 weeks of buffer capacity available, failure does not impact other assets 75 - low impact, complete redundancy, manual switching required OR 1-2 weeks buffer capacity available, failure does not impact other assets 125 - moderate impact, some redundancy available, 1-33% of process capacity lost, capacity can be recovered through excess plant capacity or 24 hrs of buffer, failure may cause other assets to trip due to interlocks 175 - Significant impact, minimal redundancy available, 34-66% of process capacity lost, failure may cause other assets to trip due to interlocks 250 - Severe impact, no redundancy, immediate loss of >67% of process capacity with no recovery potential, no buffer capacity, failure may cause other assets to fail due to interlocks
Note on Z5: 0 - No Impact, costs <$5k 50 - Low Impact, costs $5k to <$80k 80 - Moderate Impact, costs $80k to <$160k 120 - Significant Impact, costs $160k to <$250k 200 - Severe Impact, costs $250k and higher
Note on AA5: 0 - No Impact, asset accessible, no special tools req'd, low effort, inhouse resources are sufficient, spares are available 80 - Moderate Impact, accessibility difficult, special tools req'd, higher effort, inhouse resources are sufficient, spares are available 130 - Significant Impact, accessibilty poor, special tools req'd, high effort, external resources req'd, no spares 200 - Severe Impact - accessibility poor, special tools req'd, high effort, external resources req'd, no spares, assets needs to be shipped to special shop
Note on AB5: 0 - No Impact, failure is detectable prior to failure and prior to process impact based on instrumentation 50 - Severe Impact - not detectable until failure
Note on AD5: Score Criticality 0-80 1 81-160 2 161-240 3 241-340 4 341-440 5 441-590 6 591-790 7 791-1040 8 1041-1300 9

## WW-ACTU_EL
Classification Specification Template
| Asset Type: | ACTUATOR, Electric
| Asset Type Code: | WW-ACTU_EL
| Asset Data Record | [14 empty] | Specification Data Record
Attribute Description | ASSET_NO - Asset Number | TAGGED - Asset Tag/Name Plate | TAG ID - Tag ID | PLANT - Synergen Plant | ASSET_RECORD_TYPE - Asset Record Type | ASSET_DESC - Asset Description | ASSET_STATUS - Asset Status | DEPARTMENT - Administrative Department | AREA - Administrative Area | CRITICALITY - Asset Criticality Rating | BREAKER_NO - Breaker Number | CONTROL_PANEL - Control Panel ID Number | BUILDING - Building Number | LOCATION - Physical location of Asset | ROOM - Room (location) | MANUFACTURER - Manufacturer | MAKE - Make | MODEL_NO - Model | CAT_NO - Catalog/Spec/Type Number | SERIAL_NO - Serial Number | DATEMFR - Date of Manufacture | TYPE_ACTU - Actuator Type (hand, electric, pneumatic, electro-hydraulic, manufacturer code) | MCHASM_ACTU - Actuator Mechanism (piston, rack/pinion) | MOTION_ACTU - Actuator Motion (linear, rotating) | DIAG_WIRE - Wiring Diagram Number | ARRG_BASECOUP - Base/Coupling Arrangement (manufacturer code) | DIAM_STEM - Stem Diameter (mm, in) | MATL_STEM - Stem Material (stainless steel, carbon steel) | TYPE_LUBE - Lubrication Type (grease/oil formulation code) | SPEED_ROTNACTU - Actuator Rotation Speed (RPM) | RANG_ROTN - Rotation Range (deg) | TORQUE_ROTN - Maximum Rotational Torque (Nm) | STROKE_ACTU - Actuator Stroke or Travel (mm, in) | SPEED_STROKEACTU - Actuator Stroke Speed Extend/Retract (mm/sec, in/sec) | FORCE_LINR - Linear Force Extend/Retract (Nm) | TIME_ACTU - Actuation Time (sec) | OVTQ_PROT - Overtorque Protection (Y/N) | TRVL_STOP - Travel Stop (Y/N) | START_MOTRINTEG - Integral Motor Starter (Y/N) | VOLT_COILSTART - Starter Coil Rated Voltage (V) | AMP_COILSTART - Starter Coil Rated Current (A) | FREQ_COILSTART - Starter Coil Frequency (Hz) | POWER - Rated Power (kW, kVA, kVAR, HP) | VOLT - Rated Voltage (V) | PHASE - Number of Phases | AMP - Rated Current (A) | FREQ - Frequency (Hz) | LIM_IND - Limit Indication (switches, indicator) | RATG_CONT - Contact Rating (A @ V) | RANG_POSNIND - Position Indicator Range (% travel) | SIGNL_POSNIND - Position Indicator Signal (mA, V) | LOCL_POSNIND - Local Position Indicator (Y/N) | INTEG_CTRL - Integral Controls (Y/N) | OVRDE_MAN - Manual Over-ride (hand pump, wheel, lever) | TEMP_CODE - Temperature Code (manufacturer code) | TEMP_MAX - Maximum Rated Temperature (⁰C) | TEMP_MIN - Minimum Rated Temperature (⁰C) | ENCL_PROT - Enclosure Protection Code (NEMA/IP rating) | HEIGHT - Height (mm, in) | WIDTH - Width (mm, in) | DEPTH - Depth (mm, in) | WEIGHT - Weight (kg, lb)
Note on C13: ASSET_NO: Synergen Asset ID given at time of hierarchy structure if migrated. Synergen generated if Asset data entered manually.
Note on D13: TAGGED: Contractors are to answer "YES" or "NO" to the question: Does the Asset have a name plate? Note: Name plates are helpful to retrieve Asset Specification Information.
Note on E13: TAG ID: Fill each cell with the unique Euipment Identifier number of the asset. E.g LDB-Y793 or S-C580 or SF-G581.MTR or XFMR-Y701 Smart numbered Tag_ID using City of Winnipeg standard format. .
Note on F13: PLANT: This is a constant: Fill each cell with 01 for all assets
Note on G13: ASSET_RECORD_TYPE: For the asset type identified in column B, use validation drop down list to select appropriate Asset Type Record. E = Equipment B = Building A = Virtual (used in Asset Hierarchy Structure)
Note on H13: ASSET_DESC: Asset description should be documented in this format: Plant where Asset is located: NE-; Process building/area where Asset is located: LHW #1; Asset Tag ID: S-Y910; Common name of the asset: Refrigerated Sampler Each element must be separated by a comma and a space Example: NE, LHW #1, S-Y910, Refrigerated Sampler
Note on I13: ASSET_STATUS: Indicate if asset is active or inactive Format: Assets in service = ACTIVE Asset to be retired= INACTIVE
Note on J13: DEPARTMENT: This is a constant: Fill each cell with WWD for all assets
Note on K13: AREA: This is a constant: Fill each cell with Waste
Note on L13: CRITICALITY: Score Criticality 0-80 1 81-160 2 161-240 3 241-340 4 341-440 5 441-590 6 591-790 7 791-1040 8 1041-1300 9
Note on M13: BREAKER_NO: This may be the same as the Tag ID so Fill in the Tag ID in each cell.
Note on N13: CONTROL_PANEL: Identify the control Panel ID Number (If applicable to the asset
Note on O13: BUILDING: Use the building segment information provided in the guideline to identify building segment. If no appropriate building segment is listed, provide proposed new Building to City of Winnipeg for consideration.
Note on P13: LOCATION: Fill in the physical location of the asset e.g. Gallery XX, Tunnel XX, Basement, Upper Level, Lower Level, Mezzanine, West Wall etc. General location of the Asset. Maximum data length = 30 characters
Note on Q13: ROOM: Chlorine, Pump, Control, Motor etc. Name of room where the Asset is located. Maximum data length = 20 characters

## WW-ACTU_HY
Classification Specification Template
| Asset Type: | ACTUATOR, (Electro) Hydraulic
| Asset Type Code: | WW-ACTU_HY
| Asset Data Record | [14 empty] | Specification Data Record
Attribute Description | ASSET_NO - Asset Number | TAGGED - Asset Tag/Name Plate | TAG ID - Tag ID | PLANT - Synergen Plant | ASSET_RECORD_TYPE - Asset Record Type | ASSET_DESC - Asset Description | ASSET_STATUS - Asset Status | DEPARTMENT - Administrative Department | AREA - Administrative Area | CRITICALITY - Asset Criticality Rating | BREAKER_NO - Breaker Number | CONTROL_PANEL - Control Panel ID Number | BUILDING - Building Number | LOCATION - Physical location of Asset | ROOM - Room (location) | MANUFACTURER - Manufacturer | MAKE - Make | MODEL_NO - Model | CAT_NO - Catalog/spec/type number | SERIAL_NO - Serial Number | DATEMFR - Date of Manufacture | TYPE_ACTU - Actuator Type (hand, electric, pneumatic, electro-hydraulic, manufacturer code) | MCHASM_ACTU - Actuator Mechanism (piston, rack/pinion) | MOTION_ACTU - Actuator Motion (linear, rotating) | DIAG_WIRE - Wiring Diagram Number | TYPE_CTRL - Control Type (on/off, modulating) | DIAM_STEM - Stem Diameter (mm, in) | MATL_STEM - Stem Material (stainless steel, carbon steel) | TYPE_LUBE - Lubrication Type (grease/oil formulation code) | SPEED_ROTNACTU - Actuator Rotation Speed (RPM) | RANG_ROTN - Rotation Range (deg) | TORQUE_ROTN - Maximum Rotational Torque (Nm) | STROKE_ACTU - Actuator Stroke or Travel (mm, in) | SPEED_STROKEACTU - Actuator Stroke Speed Extend/Retract (mm/sec, in/sec) | FORCE_LINR - Linear Force Extend/Retract (Nm) | TIME_ACTU - Actuation Time (sec) | OVTQ_PROT - Overtorque Protection (Y/N) | TRVL_STOP - Travel Stop (Y/N) | START_MOTRINTEG - Integral Motor Starter (Y/N) | VOLT_COILSTART - Starter Coil Rated Voltage (V) | AMP_COILSTART - Starter Coil Rated Current (A) | FREQ_COILSTART - Starter Coil Frequency (Hz) | POWER - Rated Power (kW, kVA, kVAR, HP) | VOLT - Rated Voltage (V) | PHASE - Number of Phases | AMP - Rated Current (A) | FREQ - Frequency (Hz) | LIM_IND - Limit Indication (switches, indicator) | RATG_CONT - Contact Rating (A @ V) | RANG_POSNIND - Position Indicator Range (% travel) | SIGNL_POSNIND - Position Indicator Signal (mA, V) | LOCL_POSNIND - Local Position Indicator (Y/N) | INTEG_CTRL - Integral Controls (Y/N) | OVRDE_MAN - Manual Over-ride (hand pump, wheel, lever) | POSN_FAIL - Fail Position (open, close, last) | TEMP_MAX - Maximum Rated Temperature (⁰C) | TEMP_MIN - Minimum Rated Temperature (⁰C) | ENCL_PROT - Enclosure Protection Code (NEMA/IP rating) | SIGNL_CTRL - Control Signal (mA, V, process, network, local) | PRESS_RANG - Operating Pressure Range (kPa, psi, bar) | PRESS_MAX - Rated Maximum Pressure (kPa, psi, bar) | PRESS_INITSET - Initial / Bench Set Pressure (kPa, psi, bar) | TYPE_HYDRFLUID - Hydraulic Fluid Type (base, manufacturer code, viscosity) | VOL_HYDRFLUID - Hydraulic Fluid Reservoir Volume (litres, USG) | HEIGHT - Height (mm, in) | WIDTH - Width (mm, in) | DEPTH - Depth (mm, in) | WEIGHT - Weight (kg, lb) | WEIGHT_FILL - Weight Filled (kg, lb)
Note on C13: ASSET_NO: Synergen Asset ID given at time of hierarchy structure if migrated. Synergen generated if Asset data entered manually.
Note on D13: TAGGED: Contractors are to answer "YES" or "NO" to the question: Does the Asset have a name plate? Note: Name plates are helpful to retrieve Asset Specification Information.
Note on E13: TAG ID: Fill each cell with the unique Euipment Identifier number of the asset. E.g LDB-Y793 or S-C580 or SF-G581.MTR or XFMR-Y701 Smart numbered Tag_ID using City of Winnipeg standard format.
Note on F13: PLANT: This is a constant: Fill each cell with 01 for all assets
Note on G13: ASSET_RECORD_TYPE: Use Validation drop down list to select appropriate Asset Type. E = Equipment B = Building A = Virtual (used in Asset Hierarchy Structure)
Note on H13: ASSET_DESC: Asset description should be documented in this format: Plant where Asset is located: NE-; Process building/area where Asset is located: LHW #1; Asset Tag ID: S-Y910; Common name of the asset: Refrigerated Sampler Each element must be separated by a comma and a space Example: NE, LHW #1, S-Y910, Refrigerated Sampler
Note on I13: ASSET_STATUS: Indicate if asset is active or inactive Format: Assets in service = ACTIVE Asset to be retired= INACTIVE
Note on J13: DEPARTMENT: This is a constant: Fill each cell with WWD for all assets
Note on K13: AREA: Use Validation drop down list to select appropriate Area. (Water or Waste)
Note on L13: CRITICALITY: Score Criticality 0-80 1 81-160 2 161-240 3 241-340 4 341-440 5 441-590 6 591-790 7 791-1040 8 1041-1300 9
Note on M13: BREAKER_NO: This may be the same as the Tag ID so Fill in the Tag ID in each cell.
Note on N13: CONTROL_PANEL: Identify the control Panel ID Number (If applicable to the asset
Note on O13: BUILDING: Use the building segment information provided in the guideline to identify building segment. If no appropriate building segment is listed, provide proposed new Building to City of Winnipeg for consideration.
Note on P13: LOCATION: Fill in the physical location of the asset e.g. Gallery XX, Tunnel XX, Basement, Upper Level, Lower Level, Mezzanine, West Wall etc. General location of the Asset. Maximum data length = 30 characters
Note on Q13: ROOM: Chlorine, Pump, Control, Motor etc. Name of room where the Asset is located. Maximum data length = 20 characters

## WW-ACTU_MN
Classification Specification Template
| Asset Type: | ACTUATOR, Manual
| Asset Type Code: | WW-ACTU_MN
| Asset Data Record | [14 empty] | Specification Data Record
Attribute Description | ASSET_NO - Asset Number | TAGGED - Asset Tag/Name Plate | TAG ID - Tag ID | PLANT - Synergen Plant | ASSET_RECORD_TYPE - Asset Record Type | ASSET_DESC - Asset Description | ASSET_STATUS - Asset Status | DEPARTMENT - Administrative Department | AREA - Administrative Area | CRITICALITY - Asset Criticality Rating | BREAKER_NO - Breaker Number | CONTROL_PANEL - Control Panel ID Number | BUILDING - Building Number | LOCATION - Physical location of Asset | ROOM - Room (location) | MANUFACTURER - Manufacturer | MAKE - Make | MODEL_NO - Model | CAT_NO - Catalog/Spec/Type Number | SERIAL_NO - Serial Number | DATEMFR - Date of Manufacture | TYPE_ACTU - Actuator Type (hand, electric, pneumatic, electro-hydraulic, manufacturer code) | MCHASM_ACTU - Actuator Mechanism (piston, rack/pinion) | MOTION_ACTU - Actuator Motion (linear, rotating) | DIAG_WIRE - Wiring Diagram Number | ARRG_BASECOUP - Base/Coupling Arrangement (manufacturer code) | DIAM_STEM - Stem Diameter (mm, in) | MATL_STEM - Stem Material (stainless steel, carbon steel) | TYPE_LUBE - Lubrication Type (grease/oil formulation code) | SPEED_ROTNACTU - Actuator Rotation Speed (RPM) | RANG_ROTN - Rotation Range (deg) | TORQUE_ROTN - Maximum Rotational Torque (Nm) | STROKE_ACTU - Actuator Stroke or Travel (mm, in) | SPEED_STROKEACTU - Actuator Stroke Speed Extend/Retract (mm/sec, in/sec) | FORCE_LINR - Linear Force Extend/Retract (Nm) | TIME_ACTU - Actuation Time (sec) | OVTQ_PROT - Overtorque Protection (Y/N) | TRVL_STOP - Travel Stop (Y/N) | START_MOTRINTEG - Integral Motor Starter (Y/N) | VOLT_COILSTART - Starter Coil Rated Voltage (V) | AMP_COILSTART - Starter Coil Rated Current (A) | FREQ_COILSTART - Starter Coil Frequency (Hz) | POWER - Rated Power (kW, kVA, kVAR, HP) | VOLT - Rated Voltage (V) | PHASE - Number of Phases | AMP - Rated Current (A) | FREQ - Frequency (Hz) | LIM_IND - Limit Indication (switches, indicator) | RATG_CONT - Contact Rating (A @ V) | RANG_POSNIND - Position Indicator Range (% travel) | SIGNL_POSNIND - Position Indicator Signal (mA, V) | LOCL_POSNIND - Local Position Indicator (Y/N) | INTEG_CTRL - Integral Controls (Y/N) | OVRDE_MAN - Manual Over-ride (hand pump, wheel, lever) | TEMP_CODE - Temperature Code (manufacturer code) | TEMP_MAX - Maximum Rated Temperature (⁰C) | TEMP_MIN - Minimum Rated Temperature (⁰C) | ENCL_PROT - Enclosure Protection Code (NEMA/IP rating) | HEIGHT - Height (mm, in) | WIDTH - Width (mm, in) | DEPTH - Depth (mm, in) | WEIGHT - Weight (kg, lb)
Note on C13: ASSET_NO: Synergen Asset ID given at time of hierarchy structure if migrated. Synergen generated if Asset data entered manually.
Note on D13: TAGGED: Contractors are to answer "YES" or "NO" to the question: Does the Asset have a name plate? Note: Name plates are helpful to retrieve Asset Specification Information.
Note on E13: TAG ID: Fill each cell with the unique Euipment Identifier number of the asset. E.g LDB-Y793 or S-C580 or SF-G581.MTR or XFMR-Y701 Smart numbered Tag_ID using City of Winnipeg standard format.
Note on F13: PLANT: This is a constant: Fill each cell with 01 for all assets
Note on G13: ASSET_RECORD_TYPE: For the asset type identified in column B, use validation drop down list to select appropriate Asset Type Record. E = Equipment B = Building A = Virtual (used in Asset Hierarchy Structure)
Note on H13: ASSET_DESC: Asset description should be documented in this format: Plant where Asset is located: NE-; Process building/area where Asset is located: LHW #1; Asset Tag ID: S-Y910; Common name of the asset: Refrigerated Sampler Each element must be separated by a comma and a space Example: NE, LHW #1, S-Y910, Refrigerated Sampler
Note on I13: ASSET_STATUS: Indicate if asset is active or inactive Format: Assets in service = ACTIVE Asset to be retired= INACTIVE
Note on J13: DEPARTMENT: This is a constant: Fill each cell with WWD for all assets
Note on K13: AREA: Use Validation drop down list to select appropriate Area. (Water or Waste)
Note on L13: CRITICALITY: Score Criticality 0-80 1 81-160 2 161-240 3 241-340 4 341-440 5 441-590 6 591-790 7 791-1040 8 1041-1300 9
Note on M13: BREAKER_NO: This may be the same as the Tag ID so Fill in the Tag ID in each cell.
Note on N13: CONTROL_PANEL: Identify the control Panel ID Number (If applicable to the asset
Note on O13: BUILDING: Use the building segment information provided in the guideline to identify building segment. If no appropriate building segment is listed, provide proposed new Building to City of Winnipeg for consideration.
Note on P13: LOCATION: Fill in the physical location of the asset e.g. Gallery XX, Tunnel XX, Basement, Upper Level, Lower Level, Mezzanine, West Wall etc. General location of the Asset. Maximum data length = 30 characters
Note on Q13: ROOM: Chlorine, Pump, Control, Motor etc. Name of room where the Asset is located. Maximum data length = 20 characters

## WW-ACTU_PN
Classification Specification Template
| Asset Type: | ACTUATOR, Pneumatic
| Asset Type Code: | WW-ACTU_PN
| Asset Data Record | [14 empty] | Specification Data Record
Attribute Description | ASSET_NO - Asset Number | TAGGED - Asset Tag/Name Plate | TAG ID - Tag ID | PLANT - Synergen Plant | ASSET_RECORD_TYPE - Asset Record Type | ASSET_DESC - Asset Description | ASSET_STATUS - Asset Status | DEPARTMENT - Administrative Department | AREA - Administrative Area | CRITICALITY - Asset Criticality Rating | BREAKER_NO - Breaker Number | CONTROL_PANEL - Control Panel ID Number | BUILDING - Building Number | LOCATION - Physical location of Asset | ROOM - Room (location) | MANUFACTURER - Manufacturer | MAKE - Make | MODEL_NO - Model | CAT_NO - Catalog/spec/type number | SERIAL_NO - Serial Number | DATEMFR - Date of Manufacture | TYPE_ACTU - Actuator Type (hand, electric, pneumatic, electro-hydraulic, manufacturer code) | MCHASM_ACTU - Actuator Mechanism (piston, rack/pinion) | MOTION_ACTU - Actuator Motion (linear, rotating) | DIAG_WIRE - Wiring Diagram Number | TYPE_CTRL - Control Type (on/off, modulating) | DIAM_STEM - Stem Diameter (mm, in) | MATL_STEM - Stem Material (stainless steel, carbon steel) | TYPE_LUBE - Lubrication Type (grease/oil formulation code) | SPEED_ROTNACTU - Actuator Rotation Speed (RPM) | RANG_ROTN - Rotation Range (deg) | TORQUE_ROTN - Maximum Rotational Torque (Nm) | STROKE_ACTU - Actuator Stroke or Travel (mm, in) | SPEED_STROKEACTU - Actuator Stroke Speed Extend/Retract (mm/sec, in/sec) | FORCE_LINR - Linear Force Extend/Retract (Nm) | TIME_ACTU - Actuation Time (sec) | OVTQ_PROT - Overtorque Protection (Y/N) | TRVL_STOP - Travel Stop (Y/N) | MATL_DIAPH - Diaphragm Material (natural/silicon rubber, nitrile buna-n) | VOLT_COILSTART - Starter Coil Rated Voltage (V) | AMP_COILSTART - Starter Coil Rated Current (A) | FREQ_COILSTART - Starter Coil Frequency (Hz) | ACTN_ACTU - Actuator Action (single, double, direct, reverse) | PRESS_RANGAIR - Air Supply Pressure Operating Range (kPa, psi, bar) | PRESS_AIRMAX - Air Supply Rated Maximum Pressure (kPa, psi, bar) | PRESS_INITSET - Initial / Bench Set Pressure (kPa, psi, bar) | LIM_IND - Limit Indication (switches, indicator) | RATG_CONT - Contact Rating (A @ V) | RANG_POSNIND - Position Indicator Range (% travel) | SIGNL_POSNIND - Position Indicator Signal (mA, V) | LOCL_POSNIND - Local Position Indicator (Y/N) | INTEG_CTRL - Integral Controls (Y/N) | OVRDE_MAN - Manual Over-ride (hand pump, wheel, lever) | POSN_FAIL - Fail Position (open, close, last) | TEMP_MAX - Maximum Rated Temperature (⁰C) | TEMP_MIN - Minimum Rated Temperature (⁰C) | ENCL_PROT - Enclosure Protection Code (NEMA/IP rating) | SIGNL_CTRL - Control Signal (mA, V, process, network, local) | SIZE_PRESSCONN - Pressure Connection Size (mm, in, NPT) | HEIGHT - Height (mm, in) | WIDTH - Width (mm, in) | DEPTH - Depth (mm, in) | WEIGHT - Weight (kg, lb)
Note on C13: ASSET_NO: Synergen Asset ID given at time of hierarchy structure if migrated. Synergen generated if Asset data entered manually.
Note on D13: TAGGED: Contractors are to answer "YES" or "NO" to the question: Does the Asset have a name plate? Note: Name plates are helpful to retrieve Asset Specification Information.
Note on E13: TAG ID: Fill each cell with the unique Euipment Identifier number of the asset. E.g LDB-Y793 or S-C580 or SF-G581.MTR or XFMR-Y701 Smart numbered Tag_ID using City of Winnipeg standard format.
Note on F13: PLANT: This is a constant: Fill each cell with 01 for all assets
Note on G13: ASSET_RECORD_TYPE: For the asset type identified in column B, use validation drop down list to select appropriate Asset Type Record. E = Equipment B = Building A = Virtual (used in Asset Hierarchy Structure)
Note on H13: ASSET_DESC: Asset description should be documented in this format: Plant where Asset is located: NE-; Process building/area where Asset is located: LHW #1; Asset Tag ID: S-Y910; Common name of the asset: Refrigerated Sampler Each element must be separated by a comma and a space Example: NE, LHW #1, S-Y910, Refrigerated Sampler
Note on I13: ASSET_STATUS: Indicate if asset is active or inactive Format: Assets in service = ACTIVE Asset to be retired= INACTIVE
Note on J13: DEPARTMENT: This is a constant: Fill each cell with WWD for all assets
Note on K13: AREA: Use Validation drop down list to select appropriate Area. (Water or Waste)
Note on L13: CRITICALITY: Score Criticality 0-80 1 81-160 2 161-240 3 241-340 4 341-440 5 441-590 6 591-790 7 791-1040 8 1041-1300 9
Note on M13: BREAKER_NO: This may be the same as the Tag ID so Fill in the Tag ID in each cell.
Note on N13: CONTROL_PANEL: Identify the control Panel ID Number (If applicable to the asset
Note on O13: BUILDING: Use the building segment information provided in the guideline to identify building segment. If no appropriate building segment is listed, provide proposed new Building to City of Winnipeg for consideration.
Note on P13: LOCATION: Fill in the physical location of the asset e.g. Gallery XX, Tunnel XX, Basement, Upper Level, Lower Level, Mezzanine, West Wall etc. General location of the Asset. Maximum data length = 30 characters
Note on Q13: ROOM: Chlorine, Pump, Control, Motor etc. Name of room where the Asset is located. Maximum data length = 20 characters

## WW-SMPR_RE
Classification Specification Template
| Asset Type: | SAMPLER, Refrigerated
| Asset Type Code: | WW-SMPR_RE
| Asset Data Record | [14 empty] | Specification Data Record
Attribute Description | ASSET_NO - Asset Number | TAGGED - Asset Tag/Name Plate | TAG ID - Tag ID | PLANT - Synergen Plant | ASSET_RECORD_TYPE - Asset Record Type | ASSET_DESC - Asset Description | ASSET_STATUS - Asset Status | DEPARTMENT - Administrative Department | AREA - Administrative Area | CRITICALITY - Asset Criticality Rating | BREAKER_NO - Breaker Number | CONTROL_PANEL - Control Panel ID Number | BUILDING - Building Number | LOCATION - Physical location of Asset | ROOM - Room (location) | MANUFACTURER - Manufacturer | MAKE - Make | MODEL_NO - Model | CAT_NO - Catalog/Spec/Type Number | SERIAL_NO - Serial Number | DATEMFR - Date of Manufacture | LIFT_VERT - Vertical Lift (m, ft) | VELO_TRANSMPL - Sampler Transport Velocity (m/s @ m of lift) | FLOW_FLUID - Fluid Flow Rate (l/min, m3/hr, USGPM) | VOL_CAP - Volume Capacity (l, m3) | TEMP_SMPLOPERMAX - Maximum Sample Operating Temperature (⁰C) | TEMP_SMPLOPERMIN - Minimum Sample Operating Temperature (⁰C) | TEMP_SMPLSTRGMAX - Maximum Sample Storage Temperature (⁰C) | TEMP_SMPLSTRGMIN - Minimum Sample Storage Temperature (⁰C) | PACE_SMPLINTVL - Sample Pace Interval Based On Flow Pulses (sec, min, hr) | REPEAT_MEAS - Measurement Repeatability (coefficient) | VOLT - Rated Voltage (V) | FREQ - Frequency (Hz) | PHASE - Number of Phases | AMP - Rated Current (A) | TYPE_DISP - Type of Control Panel Display or User Interface (LCD, LED, touchscreen) | PRTCL_COMM - Communication Port Protocol (USB, RS232/485) | NUMB_HISTLOG - Maximum Number of Historical Entries Logged (max #) | NUMB_ENTRYLOG - Maximum Number of Measurement Entries Logged (max #) | NUMB_EVNTLOG - Maximum Number of Event Entries Logged (max #) | NUMB_PORT - Number of Ports (#) | MATL_BODY - Body Construction Material (steel, stainless steel, copper, brass, cast iron) | ENCL_PROT - Enclosure Protection Code (NEMA/IP rating) | MOUNT_SMPL - Sampler Mounting (floor, wall, wheeled cart) | HEIGHT - Height (mm, in) | WIDTH - Width (mm, in) | DEPTH - Depth (mm, in) | WEIGHT - Weight (kg, lb) | WEIGHT_FILL - Weight Filled (kg, lb)
Note on C13: ASSET_NO: Synergen Asset ID given at time of hierarchy structure if migrated. Synergen generated if Asset data entered manually.
Note on D13: TAGGED: Contractors are to answer "YES" or "NO" to the question: Does the Asset have a name plate? Note: Name plates are helpful to retrieve Asset Specification Information.
Note on E13: TAG ID: Fill each cell with the unique Euipment Identifier number of the asset. E.g LDB-Y793 or S-C580 or SF-G581.MTR or XFMR-Y701 Smart numbered Tag_ID using City of Winnipeg standard format.
Note on F13: PLANT: This is a constant: Fill each cell with 01 for all assets
Note on G13: ASSET_RECORD_TYPE: For the asset type identified in column B, use validation drop down list to select appropriate Asset Type Record. E = Equipment B = Building A = Virtual (used in Asset Hierarchy Structure)
Note on H13: ASSET_DESC: Asset description should be documented in this format: Plant where Asset is located: NE-; Process building/area where Asset is located: LHW #1; Asset Tag ID: S-Y910; Common name of the asset: Refrigerated Sampler Each element must be separated by a comma and a space Example: NE, LHW #1, S-Y910, Refrigerated Sampler
Note on I13: ASSET_STATUS: Indicate if asset is active or inactive Format: Assets in service = ACTIVE Asset to be retired= INACTIVE
Note on J13: DEPARTMENT: This is a constant: Fill each cell with WWD for all assets
Note on K13: AREA: Use Validation drop down list to select appropriate Area. (Water or Waste)
Note on L13: CRITICALITY: Score Criticality 0-80 1 81-160 2 161-240 3 241-340 4 341-440 5 441-590 6 591-790 7 791-1040 8 1041-1300 9
Note on M13: BREAKER_NO: This may be the same as the Tag ID so Fill in the Tag ID in each cell.
Note on N13: CONTROL_PANEL: Identify the control Panel ID Number (If applicable to the asset
Note on O13: BUILDING: Use the building segment information provided in the guideline to identify building segment. If no appropriate building segment is listed, provide proposed new Building to City of Winnipeg for consideration.
Note on P13: LOCATION: Fill in the physical location of the asset e.g. Gallery XX, Tunnel XX, Basement, Upper Level, Lower Level, Mezzanine, West Wall etc. General location of the Asset. Maximum data length = 30 characters
Note on Q13: ROOM: Chlorine, Pump, Control, Motor etc. Name of room where the Asset is located. Maximum data length = 20 characters

## WW-ANAL_GA
Classification Specification Template
| Asset Type: | ANALYZER, Gas
| Asset Type Code: | WW-ANAL_GA
| Asset Data Record | [14 empty] | Specification Data Record
Attribute Description | ASSET_NO - Asset Number | TAGGED - Asset Tag/Name Plate | TAG ID - Tag ID | PLANT - Synergen Plant | ASSET_RECORD_TYPE - Asset Record Type | ASSET_DESC - Asset Description | ASSET_STATUS - Asset Status | DEPARTMENT - Administrative Department | AREA - Administrative Area | CRITICALITY - Asset Criticality Rating | BREAKER_NO - Breaker Number | CONTROL_PANEL - Control Panel ID Number | BUILDING - Building Number | LOCATION - Physical location of Asset | ROOM - Room (location) | MANUFACTURER - Manufacturer | MAKE - Make | MODEL_NO - Model | CAT_NO - Catalog/spec/type number | SERIAL_NO - Serial Number | DATEMFR - Date of Manufacture | TYPE_ANLYZRGAS - Gas Analyzer Type or Purpose (combustion, air quality, emissions) | PORTABLE - Portable (Y/N) | INST_HHLD - Instrument Hand Held (Y/N) | MEAS_GASES - Gases Measured (CO, CO2, O2, O3, NO, NOx, H2S, SO2, CH2O) | MEAS_OTH - Other Measurements (%RH, VOC, barometric prs, air velocity) | NUMB_SIMULGAS - Number of Simultaneous Gas Measurements (#) | SMPL_PUMPINT - Internal Sampling Pump (Y/N) | PROBE_HHLD - Hand Held Probe (Y/N) | SENS_REPL - Field Replaceable Sensors (Y/N) | DATA_LOG - Data Logging (Y/N) | NUMB_ENTRYLOG - Maximum Number of Measurement Entries Logged (max #) | TYPE_DISP - Type of Control Panel Display or User Interface (LCD, LED, touchscreen) | PRNTR_BLTIN - Built In Printer (no, monochrome, color) | PC_SOFT - PC Software Available (Y/N) | TYPE_INTRFCE - Interface Type (network, USB, TCP/IP, alarm/status relays) | VOLT - Rated Voltage (V) | AMP - Rated Current (A) | FREQ - Frequency (Hz) | TYPE_BATT - Battery Type (Li-ion, lead-acid) | LIFE_BATT - Battery Life (hrs) | HEIGHT - Height (mm, in) | WIDTH - Width (mm, in) | DEPTH - Depth (mm, in) | WEIGHT - Weight (kg, lb)
Note on C13: ASSET_NO: Synergen Asset ID given at time of hierarchy structure if migrated. Synergen generated if Asset data entered manually.
Note on D13: TAGGED: Contractors are to answer "YES" or "NO" to the question: Does the Asset have a name plate? Note: Name plates are helpful to retrieve Asset Specification Information.
Note on E13: TAG ID: Fill each cell with the unique Euipment Identifier number of the asset. E.g LDB-Y793 or S-C580 or SF-G581.MTR or XFMR-Y701 Smart numbered Tag_ID using City of Winnipeg standard format.
Note on F13: PLANT: This is a constant: Fill each cell with 01 for all assets
Note on G13: ASSET_RECORD_TYPE: For the asset type identified in column B, use validation drop down list to select appropriate Asset Type Record. E = Equipment B = Building A = Virtual (used in Asset Hierarchy Structure)
Note on H13: ASSET_DESC: Asset description should be documented in this format: Plant where Asset is located: NE-; Process building/area where Asset is located: LHW #1; Asset Tag ID: S-Y910; Common name of the asset: Refrigerated Sampler Each element must be separated by a comma and a space Example: NE, LHW #1, S-Y910, Refrigerated Sampler
Note on I13: ASSET_STATUS: Indicate if asset is active or inactive Format: Assets in service = ACTIVE Asset to be retired= INACTIVE
Note on J13: DEPARTMENT: This is a constant: Fill each cell with WWD for all assets
Note on K13: AREA: Use Validation drop down list to select appropriate Area. (Water or Waste)
Note on L13: CRITICALITY: Score Criticality 0-80 1 81-160 2 161-240 3 241-340 4 341-440 5 441-590 6 591-790 7 791-1040 8 1041-1300 9
Note on M13: BREAKER_NO: This may be the same as the Tag ID so Fill in the Tag ID in each cell.
Note on N13: CONTROL_PANEL: Identify the control Panel ID Number (If applicable to the asset
Note on O13: BUILDING: Use the building segment information provided in the guideline to identify building segment. If no appropriate building segment is listed, provide proposed new Building to City of Winnipeg for consideration.
Note on P13: LOCATION: Fill in the physical location of the asset e.g. Gallery XX, Tunnel XX, Basement, Upper Level, Lower Level, Mezzanine, West Wall etc. General location of the Asset. Maximum data length = 30 characters
Note on Q13: ROOM: Chlorine, Pump, Control, Motor etc. Name of room where the Asset is located. Maximum data length = 20 characters

## WW-XMTR_AN
Classification Specification Template
| Asset Type: | TRANSMITTER, Analytic
| Asset Type Code: | WW-XMTR_AN
| Asset Data Record | [14 empty] | Specification Data Record
Attribute Description | ASSET_NO - Asset Number | TAGGED - Asset Tag/Name Plate | TAG ID - Tag ID | PLANT - Synergen Plant | ASSET_RECORD_TYPE - Asset Record Type | ASSET_DESC - Asset Description | ASSET_STATUS - Asset Status | DEPARTMENT - Administrative Department | AREA - Administrative Area | CRITICALITY - Asset Criticality Rating | BREAKER_NO - Breaker Number | CONTROL_PANEL - Control Panel ID Number | BUILDING - Building Number | LOCATION - Physical location of Asset | ROOM - Room (location) | MANUFACTURER - Manufacturer | MAKE - Make | MODEL_NO - Model | CAT_NO - Catalog/Spec/Type Number | SERIAL_NO - Serial Number | DATEMFR - Date of Manufacture | FLUID_PROC - Process Fluid (fresh water, influent, grey, black, mixed liquor, sludge, effluent) | METH_ACQSNSMPL - Sample Acquisition Method (port, probe) | MATL_BODY - Body Construction Material (steel, stainless steel, copper, brass, cast iron) | NUMB_PORT - Number of Ports (#) | SIZE_PORTPROC - Process Port Size (mm, in, NPT) | TEMP_MAX - Maximum Rated Temperature (⁰C) | TEMP_MIN - Minimum Rated Temperature (⁰C) | RANG_HUMID - Humidity Range (% RH, non-condensing) | RANG_MEAS - Measurement Range (min - max) | REPEAT_MEAS - Measurement Repeatability (coefficient) | LINR_MEAS - Measurement Linearity (% of full scale) | STAB_MEAS - Measurement Stability (% of full scale) | DRIFT_MEAS - Measurement Drift Range (zero to span) | TIME_RESP - Response Time (sec) | NOISE_ELECT - Electrical Noise Level (% of full scale) | CONN_WIRE - Wiring Configuration (# of wires in connection) | SIGNAL_OUT - Output Signal Range (min - max mA/V) | VOLT - Rated Voltage (V) | POWER_CONS - Power Consumption (W) | RATG_CONT - Contact Rating (A @ V) | NUMB_BATT - Number of Batteries | LIFE_BATT - Battery Life (hrs) | ENCL_PROT - Enclosure Protection Code (NEMA/IP rating) | HEIGHT - Height (mm, in) | WIDTH - Width (mm, in) | DEPTH - Depth (mm, in) | WEIGHT - Weight (kg, lb)
Note on C13: ASSET_NO: Synergen Asset ID given at time of hierarchy structure if migrated. Synergen generated if Asset data entered manually.
Note on D13: TAGGED: Contractors are to answer "YES" or "NO" to the question: Does the Asset have a name plate? Note: Name plates are helpful to retrieve Asset Specification Information.
Note on E13: TAG ID: Fill each cell with the unique Euipment Identifier number of the asset. E.g LDB-Y793 or S-C580 or SF-G581.MTR or XFMR-Y701 Smart numbered Tag_ID using City of Winnipeg standard format.
Note on F13: PLANT: This is a constant: Fill each cell with 01 for all assets
Note on G13: ASSET_RECORD_TYPE: For the asset type identified in column B, use validation drop down list to select appropriate Asset Type Record. E = Equipment B = Building A = Virtual (used in Asset Hierarchy Structure)
Note on H13: ASSET_DESC: Asset description should be documented in this format: Plant where Asset is located: NE-; Process building/area where Asset is located: LHW #1; Asset Tag ID: S-Y910; Common name of the asset: Refrigerated Sampler Each element must be separated by a comma and a space Example: NE, LHW #1, S-Y910, Refrigerated Sampler
Note on I13: ASSET_STATUS: Indicate if asset is active or inactive Format: Assets in service = ACTIVE Asset to be retired= INACTIVE
Note on J13: DEPARTMENT: This is a constant: Fill each cell with WWD for all assets
Note on K13: AREA: Use Validation drop down list to select appropriate Area. (Water or Waste)
Note on L13: CRITICALITY: Score Criticality 0-80 1 81-160 2 161-240 3 241-340 4 341-440 5 441-590 6 591-790 7 791-1040 8 1041-1300 9
Note on M13: BREAKER_NO: This may be the same as the Tag ID so Fill in the Tag ID in each cell.
Note on N13: CONTROL_PANEL: Identify the control Panel ID Number (If applicable to the asset
Note on O13: BUILDING: Use the building segment information provided in the guideline to identify building segment. If no appropriate building segment is listed, provide proposed new Building to City of Winnipeg for consideration.
Note on P13: LOCATION: Fill in the physical location of the asset e.g. Gallery XX, Tunnel XX, Basement, Upper Level, Lower Level, Mezzanine, West Wall etc. General location of the Asset. Maximum data length = 30 characters
Note on Q13: ROOM: Chlorine, Pump, Control, Motor etc. Name of room where the Asset is located. Maximum data length = 20 characters

## WW-DETR_GA
Classification Specification Template
| Asset Type: | DETECTOR, Gas
| Asset Type Code: | WW-DETR_GA
| Asset Data Record | [14 empty] | Specification Data Record
Attribute Description | ASSET_NO - Asset Number | TAGGED - Asset Tag/Name Plate | TAG ID - Tag ID | PLANT - Synergen Plant | ASSET_RECORD_TYPE - Asset Record Type | ASSET_DESC - Asset Description | ASSET_STATUS - Asset Status | DEPARTMENT - Administrative Department | AREA - Administrative Area | CRITICALITY - Asset Criticality Rating | BREAKER_NO - Breaker Number | CONTROL_PANEL - Control Panel ID Number | BUILDING - Building Number | LOCATION - Physical location of Asset | ROOM - Room (location) | MANUFACTURER - Manufacturer | MAKE - Make | MODEL_NO - Model | CAT_NO - Catalog/Spec/Type Number | SERIAL_NO - Serial Number | DATEMFR - Date of Manufacture | TYPE_GAS - Gas Type for Analysis (ambient air, combustible, CO2, CO, H2S, flue gas) | MATL_BODY - Body Construction Material (steel, stainless steel, copper, brass, cast iron) | NUMB_PORT - Number of Ports (#) | SIZE_PORTPROC - Process Port Size (mm, in, NPT) | TEMP_MAX - Maximum Rated Temperature (⁰C) | TEMP_MIN - Minimum Rated Temperature (⁰C) | RANG_HUMID - Humidity Range (% RH, non-condensing) | RANG_MEAS - Measurement Range (min - max) | REPEAT_MEAS - Measurement Repeatability (coefficient) | LINR_MEAS - Measurement Linearity (% of full scale) | STAB_MEAS - Measurement Stability (% of full scale) | DRIFT_MEAS - Measurement Drift Range (zero to span) | TIME_RESP - Response Time (sec) | NOISE_ELECT - Electrical Noise Level (% of full scale) | CONN_WIRE - Wiring Configuration (# of wires in connection) | SIGNAL_OUT - Output Signal Range (min - max mA/V) | VOLT - Rated Voltage (V) | POWER_CONS - Power Consumption (W) | RATG_CONT - Contact Rating (A @ V) | ENCL_PROT - Enclosure Protection Code (NEMA/IP rating) | HEIGHT - Height (mm, in) | WIDTH - Width (mm, in) | DEPTH - Depth (mm, in) | WEIGHT - Weight (kg, lb)
Note on C13: ASSET_NO: Synergen Asset ID given at time of hierarchy structure if migrated. Synergen generated if Asset data entered manually.
Note on D13: TAGGED: Contractors are to answer "YES" or "NO" to the question: Does the Asset have a name plate? Note: Name plates are helpful to retrieve Asset Specification Information.
Note on E13: TAG ID: Fill each cell with the unique Euipment Identifier number of the asset. E.g LDB-Y793 or S-C580 or SF-G581.MTR or XFMR-Y701 Smart numbered Tag_ID using City of Winnipeg standard format.
Note on F13: PLANT: This is a constant: Fill each cell with 01 for all assets
Note on G13: ASSET_RECORD_TYPE: For the asset type identified in column B, use validation drop down list to select appropriate Asset Type Record. E = Equipment B = Building A = Virtual (used in Asset Hierarchy Structure)
Note on H13: ASSET_DESC: Asset description should be documented in this format: Plant where Asset is located: NE-; Process building/area where Asset is located: LHW #1; Asset Tag ID: S-Y910; Common name of the asset: Refrigerated Sampler Each element must be separated by a comma and a space Example: NE, LHW #1, S-Y910, Refrigerated Sampler
Note on I13: ASSET_STATUS: Indicate if asset is active or inactive Format: Assets in service = ACTIVE Asset to be retired= INACTIVE
Note on J13: DEPARTMENT: This is a constant: Fill each cell with WWD for all assets
Note on K13: AREA: Use Validation drop down list to select appropriate Area. (Water or Waste)
Note on L13: CRITICALITY: Score Criticality 0-80 1 81-160 2 161-240 3 241-340 4 341-440 5 441-590 6 591-790 7 791-1040 8 1041-1300 9
Note on M13: BREAKER_NO: This may be the same as the Tag ID so Fill in the Tag ID in each cell.
Note on N13: CONTROL_PANEL: Identify the control Panel ID Number (If applicable to the asset
Note on O13: BUILDING: Use the building segment information provided in the guideline to identify building segment. If no appropriate building segment is listed, provide proposed new Building to City of Winnipeg for consideration.
Note on P13: LOCATION: Fill in the physical location of the asset e.g. Gallery XX, Tunnel XX, Basement, Upper Level, Lower Level, Mezzanine, West Wall etc. General location of the Asset. Maximum data length = 30 characters
Note on Q13: ROOM: Chlorine, Pump, Control, Motor etc. Name of room where the Asset is located. Maximum data length = 20 characters

## WW-PROBE
Classification Specification Template
| Asset Type: | PROBE
| Asset Type Code: | WW-PROBE
| Asset Data Record | [14 empty] | Specification Data Record
Attribute Description | ASSET_NO - Asset Number | TAGGED - Asset Tag/Name Plate | TAG ID - Tag ID | PLANT - Synergen Plant | ASSET_RECORD_TYPE - Asset Record Type | ASSET_DESC - Asset Description | ASSET_STATUS - Asset Status | DEPARTMENT - Administrative Department | AREA - Administrative Area | CRITICALITY - Asset Criticality Rating | BREAKER_NO - Breaker Number | CONTROL_PANEL - Control Panel ID Number | BUILDING - Building Number | LOCATION - Physical location of Asset | ROOM - Room (location) | MANUFACTURER - Manufacturer | MAKE - Make | MODEL_NO - Model | CAT_NO - Catalog/Spec/Type Number | SERIAL_NO - Serial Number | DATEMFR - Date of Manufacture | FLUID_PROC - Process Fluid (fresh water, influent, grey, black, mixed liquor, sludge, effluent) | MATL_BODY - Body Construction Material (steel, stainless steel, copper, brass, cast iron) | RANG_MEAS - Measurement Range (min - max) | SIGNAL_OUT - Output Signal Range (min - max mA/V) | PRESS_MIN - Rated Minimum Pressure (kPa, psi, bar) | PRESS_MAX - Rated Maximum Pressure (kPa, psi, bar) | TEMP_MIN - Minimum Rated Temperature (⁰C) | TEMP_MAX - Maximum Rated Temperature (⁰C) | RANG_HUMID - Humidity Range (% RH, non-condensing) | NUMB_PORT - Number of Ports (#) | SIZE_PORTPROC - Process Port Size (mm, in, NPT) | DIAM_PROBE - Probe Diameter (mm, in) | LENGTH - Length (mm, in) | WEIGHT - Weight (kg, lb)
Note on C13: ASSET_NO: Synergen Asset ID given at time of hierarchy structure if migrated. Synergen generated if Asset data entered manually.
Note on D13: TAGGED: Contractors are to answer "YES" or "NO" to the question: Does the Asset have a name plate? Note: Name plates are helpful to retrieve Asset Specification Information.
Note on E13: TAG ID: Fill each cell with the unique Euipment Identifier number of the asset. E.g LDB-Y793 or S-C580 or SF-G581.MTR or XFMR-Y701 Smart numbered Tag_ID using City of Winnipeg standard format.
Note on F13: PLANT: This is a constant: Fill each cell with 01 for all assets
Note on G13: ASSET_RECORD_TYPE: For the asset type identified in column B, use validation drop down list to select appropriate Asset Type Record. E = Equipment B = Building A = Virtual (used in Asset Hierarchy Structure)
Note on H13: ASSET_DESC: Asset description should be documented in this format: Plant where Asset is located: NE-; Process building/area where Asset is located: LHW #1; Asset Tag ID: S-Y910; Common name of the asset: Refrigerated Sampler Each element must be separated by a comma and a space Example: NE, LHW #1, S-Y910, Refrigerated Sampler
Note on I13: ASSET_STATUS: Indicate if asset is active or inactive Format: Assets in service = ACTIVE Asset to be retired= INACTIVE
Note on J13: DEPARTMENT: This is a constant: Fill each cell with WWD for all assets
Note on K13: AREA: Use Validation drop down list to select appropriate Area. (Water or Waste)
Note on L13: CRITICALITY: Score Criticality 0-80 1 81-160 2 161-240 3 241-340 4 341-440 5 441-590 6 591-790 7 791-1040 8 1041-1300 9
Note on M13: BREAKER_NO: This may be the same as the Tag ID so Fill in the Tag ID in each cell.
Note on N13: CONTROL_PANEL: Identify the control Panel ID Number (If applicable to the asset
Note on O13: BUILDING: Use the building segment information provided in the guideline to identify building segment. If no appropriate building segment is listed, provide proposed new Building to City of Winnipeg for consideration.
Note on P13: LOCATION: Fill in the physical location of the asset e.g. Gallery XX, Tunnel XX, Basement, Upper Level, Lower Level, Mezzanine, West Wall etc. General location of the Asset. Maximum data length = 30 characters
Note on Q13: ROOM: Chlorine, Pump, Control, Motor etc. Name of room where the Asset is located. Maximum data length = 20 characters

## WW-SYS_DHW
Classification Specification Template
| Asset Type: | SYSTEM, Domestic Hot Water
| Asset Type Code: | WW-SYS_DHW
| Asset Data Record | [14 empty] | Specification Data Record
Attribute Description | ASSET_NO - Asset Number | TAGGED - Asset Tag/Name Plate | TAG ID - Tag ID | PLANT - Synergen Plant | ASSET_RECORD_TYPE - Asset Record Type | ASSET_DESC - Asset Description | ASSET_STATUS - Asset Status | DEPARTMENT - Administrative Department | AREA - Administrative Area | CRITICALITY - Asset Criticality Rating | BREAKER_NO - Breaker Number | CONTROL_PANEL - Control Panel ID Number | BUILDING - Building Number | LOCATION - Physical location of Asset | ROOM - Room (location) | MANUFACTURER - Manufacturer | MAKE - Make | MODEL_NO - Model | CAT_NO - Catalog/Spec/Type Number | SERIAL_NO - Serial Number | DATEMFR - Date of Manufacture | TYPE_ACTU - Actuator Type (hand, electric, pneumatic, electro-hydraulic, manufacturer code) | MCHASM_ACTU - Actuator Mechanism (piston, rack/pinion) | MOTION_ACTU - Actuator Motion (linear, rotating) | DIAG_WIRE - Wiring Diagram Number | ARRG_BASECOUP - Base/Coupling Arrangement (manufacturer code) | DIAM_STEM - Stem Diameter (mm, in) | MATL_STEM - Stem Material (stainless steel, carbon steel) | TYPE_LUBE - Lubrication Type (grease/oil formulation code) | SPEED_ROTNACTU - Actuator Rotation Speed (RPM) | RANG_ROTN - Rotation Range (deg) | TORQUE_ROTN - Maximum Rotational Torque (Nm) | STROKE_ACTU - Actuator Stroke or Travel (mm, in) | SPEED_STROKEACTU - Actuator Stroke Speed Extend/Retract (mm/sec, in/sec) | FORCE_LINR - Linear Force Extend/Retract (Nm) | TIME_ACTU - Actuation Time (sec) | OVTQ_PROT - Overtorque Protection (Y/N) | TRVL_STOP - Travel Stop (Y/N) | START_MOTRINTEG - Integral Motor Starter (Y/N) | VOLT_COILSTART - Starter Coil Rated Voltage (V) | AMP_COILSTART - Starter Coil Rated Current (A) | FREQ_COILSTART - Starter Coil Frequency (Hz) | POWER - Rated Power (kW, kVA, kVAR, HP) | VOLT - Rated Voltage (V) | PHASE - Number of Phases | AMP - Rated Current (A) | FREQ - Frequency (Hz) | LIM_IND - Limit Indication (switches, indicator) | RATG_CONT - Contact Rating (A @ V) | RANG_POSNIND - Position Indicator Range (% travel) | SIGNL_POSNIND - Position Indicator Signal (mA, V) | LOCL_POSNIND - Local Position Indicator (Y/N) | INTEG_CTRL - Integral Controls (Y/N) | OVRDE_MAN - Manual Over-ride (hand pump, wheel, lever) | TEMP_CODE - Temperature Code (manufacturer code) | TEMP_MAX - Maximum Rated Temperature (⁰C) | TEMP_MIN - Minimum Rated Temperature (⁰C) | ENCL_PROT - Enclosure Protection Code (NEMA/IP rating) | HEIGHT - Height (mm, in) | WIDTH - Width (mm, in) | DEPTH - Depth (mm, in) | WEIGHT - Weight (kg, lb)
Note on C13: ASSET_NO: Synergen Asset ID given at time of hierarchy structure if migrated. Synergen generated if Asset data entered manually.
Note on D13: TAGGED- Name Plate: Contractors are to answer "YES" or "NO" to the question: Does the Asset have a name plate? Note: Name plates are helpful to retrieve Asset Specification Information.
Note on E13: TAG ID: Fill each cell with the unique Euipment Identifier number of the asset. E.g LDB-Y793 or S-C580 or SF-G581.MTR or XFMR-Y701 Smart numbered Tag_ID using City of Winnipeg standard format.
Note on F13: PLANT: This is a constant: Fill each cell with 01 for all assets
Note on G13: ASSET_RECORD_TYPE: For the asset type identified in column B, use validation drop down list to select appropriate Asset Type Record. E = Equipment B = Building A = Virtual (used in Asset Hierarchy Structure)
Note on H13: ASSET_DESC: Asset description should be documented in this format: Plant where Asset is located: NE-; Process building/area where Asset is located: LHW #1; Asset Tag ID: S-Y910; Common name of the asset: Refrigerated Sampler Each element must be separated by a comma and a space Example: NE, LHW #1, S-Y910, Refrigerated Sampler
Note on I13: ASSET_STATUS: Indicate if asset is active or inactive Format: Assets in service = ACTIVE Asset to be retired= INACTIVE
Note on J13: DEPARTMENT: This is a constant: Fill each cell with WWD for all assets
Note on K13: AREA: This is a constant: Fill each cell with Waste
Note on L13: CRITICALITY: Score Criticality 0-80 1 81-160 2 161-240 3 241-340 4 341-440 5 441-590 6 591-790 7 791-1040 8 1041-1300 9
Note on M13: BREAKER_NO: This may be the same as the Tag ID so Fill in the Tag ID in each cell.
Note on N13: CONTROL_PANEL: Identify the control Panel ID Number (If applicable to the asset
Note on O13: BUILDING: Use the building segment information provided in the guideline to identify building segment. If no appropriate building segment is listed, provide proposed new Building to City of Winnipeg for consideration.
Note on P13: LOCATION: Fill in the physical location of the asset e.g. Gallery XX, Tunnel XX, Basement, Upper Level, Lower Level, Mezzanine, West Wall etc. General location of the Asset. Maximum data length = 30 characters
Note on Q13: ROOM: Chlorine, Pump, Control, Motor etc. Fill in the name of the room where the Asset is located. Maximum data length = 20 characters

## WW-SWR_EMR
Classification Specification Template
| Asset Type: | SHOWER, Emergency
| Asset Type Code: | WW-SHWR_EMR
| Asset Data Record | [14 empty] | Specification Data Record
Attribute Description | ASSET_NO - Asset Number | TAGGED - Asset Tag/Name Plate | TAG ID - Tag ID | PLANT - Synergen Plant | ASSET_RECORD_TYPE - Asset Record Type | ASSET_DESC - Asset Description | ASSET_STATUS - Asset Status | DEPARTMENT - Administrative Department | AREA - Administrative Area | CRITICALITY - Asset Criticality Rating | BREAKER_NO - Breaker Number | CONTROL_PANEL - Control Panel ID Number | BUILDING - Building Number | LOCATION - Physical location of Asset | ROOM - Room (location) | MANUFACTURER - Manufacturer | MAKE - Make | MODEL_NO - Model | CAT_NO - Catalog/Spec/Type Number | SERIAL_NO - Serial Number | DATEMFR - Date of Manufacture | TYPE_ACTU - Actuator Type (hand, electric, pneumatic, electro-hydraulic, manufacturer code) | MCHASM_ACTU - Actuator Mechanism (piston, rack/pinion) | MOTION_ACTU - Actuator Motion (linear, rotating) | DIAG_WIRE - Wiring Diagram Number | ARRG_BASECOUP - Base/Coupling Arrangement (manufacturer code) | DIAM_STEM - Stem Diameter (mm, in) | MATL_STEM - Stem Material (stainless steel, carbon steel) | TYPE_LUBE - Lubrication Type (grease/oil formulation code) | SPEED_ROTNACTU - Actuator Rotation Speed (RPM) | RANG_ROTN - Rotation Range (deg) | TORQUE_ROTN - Maximum Rotational Torque (Nm) | STROKE_ACTU - Actuator Stroke or Travel (mm, in) | SPEED_STROKEACTU - Actuator Stroke Speed Extend/Retract (mm/sec, in/sec) | FORCE_LINR - Linear Force Extend/Retract (Nm) | TIME_ACTU - Actuation Time (sec) | OVTQ_PROT - Overtorque Protection (Y/N) | TRVL_STOP - Travel Stop (Y/N) | START_MOTRINTEG - Integral Motor Starter (Y/N) | VOLT_COILSTART - Starter Coil Rated Voltage (V) | AMP_COILSTART - Starter Coil Rated Current (A) | FREQ_COILSTART - Starter Coil Frequency (Hz) | POWER - Rated Power (kW, kVA, kVAR, HP) | VOLT - Rated Voltage (V) | PHASE - Number of Phases | AMP - Rated Current (A) | FREQ - Frequency (Hz) | LIM_IND - Limit Indication (switches, indicator) | RATG_CONT - Contact Rating (A @ V) | RANG_POSNIND - Position Indicator Range (% travel) | SIGNL_POSNIND - Position Indicator Signal (mA, V) | LOCL_POSNIND - Local Position Indicator (Y/N) | INTEG_CTRL - Integral Controls (Y/N) | OVRDE_MAN - Manual Over-ride (hand pump, wheel, lever) | TEMP_CODE - Temperature Code (manufacturer code) | TEMP_MAX - Maximum Rated Temperature (⁰C) | TEMP_MIN - Minimum Rated Temperature (⁰C) | ENCL_PROT - Enclosure Protection Code (NEMA/IP rating) | HEIGHT - Height (mm, in) | WIDTH - Width (mm, in) | DEPTH - Depth (mm, in) | WEIGHT - Weight (kg, lb)
Note on C13: ASSET_NO: Synergen Asset ID given at time of hierarchy structure if migrated. Synergen generated if Asset data entered manually.
Note on D13: TAGGED: Contractors are to answer "YES" or "NO" to the question: Does the Asset have a name plate? Note: Name plates are helpful to retrieve Asset Specification Information.
Note on E13: TAG ID: Fill each cell with the unique Euipment Identifier number of the asset. E.g LDB-Y793 or S-C580 or SF-G581.MTR or XFMR-Y701 Smart numbered Tag_ID using City of Winnipeg standard format.
Note on F13: PLANT: This is a constant: Fill each cell with 01 for all assets
Note on G13: ASSET_RECORD_TYPE: For the asset type identified in column B, use validation drop down list to select appropriate Asset Type Record. E = Equipment B = Building A = Virtual (used in Asset Hierarchy Structure)
Note on H13: ASSET_DESC: Asset description should be documented in this format: Plant where Asset is located: NE-; Process building/area where Asset is located: LHW #1; Asset Tag ID: S-Y910; Common name of the asset: Refrigerated Sampler Each element must be separated by a comma and a space Example: NE, LHW #1, S-Y910, Refrigerated Sampler
Note on I13: ASSET_STATUS: Indicate if asset is active or inactive Format: Assets in service = ACTIVE Asset to be retired= INACTIVE
Note on J13: DEPARTMENT: This is a constant: Fill each cell with WWD for all assets
Note on K13: AREA: Use Validation drop down list to select appropriate Area. (Water or Waste)
Note on L13: CRITICALITY: Score Criticality 0-80 1 81-160 2 161-240 3 241-340 4 341-440 5 441-590 6 591-790 7 791-1040 8 1041-1300 9
Note on M13: BREAKER_NO: This may be the same as the Tag ID so Fill in the Tag ID in each cell.
Note on N13: CONTROL_PANEL: Identify the control Panel ID Number (If applicable to the asset
Note on O13: BUILDING: Use the building segment information provided in the guideline to identify building segment. If no appropriate building segment is listed, provide proposed new Building to City of Winnipeg for consideration.
Note on P13: LOCATION: Fill in the physical location of the asset e.g. Gallery XX, Tunnel XX, Basement, Upper Level, Lower Level, Mezzanine, West Wall etc. General location of the Asset. Maximum data length = 30 characters
Note on Q13: ROOM: Chlorine, Pump, Control, Motor etc. Name of room where the Asset is located. Maximum data length = 20 characters

## WW-ALRM_FI
Classification Specification Template
| Asset Type: | ALARM, Fire (System)
| Asset Type Code: | WW-ALRM_FI
| Asset Data Record | [14 empty] | Specification Data Record
Attribute Description | ASSET_NO - Asset Number | TAGGED - Asset Tag/Name Plate | TAG ID - Tag ID | PLANT - Synergen Plant | ASSET_RECORD_TYPE - Asset Record Type | ASSET_DESC - Asset Description | ASSET_STATUS - Asset Status | DEPARTMENT - Administrative Department | AREA - Administrative Area | CRITICALITY - Asset Criticality Rating | BREAKER_NO - Breaker Number | CONTROL_PANEL - Control Panel ID Number | BUILDING - Building Number | LOCATION - Physical location of Asset | ROOM - Room (location) | MANUFACTURER - Manufacturer | MAKE - Make | MODEL_NO - Model | CAT_NO - Catalog/spec/type number | SERIAL_NO - Serial Number | DATEMFR - Date of Manufacture | TYPE_FACU - Fire Alarm Control Unit Type (programmable, fixed logic) | DATA_LOG - Data Logging (Y/N) | NUMB_EVNTLOG - Maximum Number of Event Entries Logged (max #) | TYPE_DISP - Type of Control Panel Display or User Interface (LCD, LED, touchscreen) | VOICE_ECOMM - Emergency Voice Communication (Y/N) | AUX_FUNCALMFI - Auxiliary Functions (Supression Activation, HVAC S/D, elevator recall) | TYPE_DETRFI - Fire Detector Types Supported (heat, smoke, flame) | TYPE_ACTIV - Activation Types (detector automatic, manual pull station) | NUMB_DETDEV - Maximum Number of Detection Devices (#) | ADDR_DETRBASE - Addressible Detector Base (Y/N) | HEAD_REMV - Fixed Base, Removable Head (Y/N) | VOLT - Rated Voltage (V) | AMP - Rated Current (A) | FREQ - Frequency (Hz) | POWER_CONS - Power Consumption (W) | BATT_BKUP - Battery Backup (Y/N) | TYPE_BATT - Battery Type (Li-ion, lead-acid) | IND_BATTLOW - Battery Low Indication (visible, audible) | LIFE_BATT - Battery Life (hrs) | TEMP_MAX - Maximum Rated Temperature (⁰C) | TEMP_MIN - Minimum Rated Temperature (⁰C) | RANG_HUMID - Humidity Range (% RH, non-condensing) | TYPE_INTRFCE - Interface Type (network, USB, TCP/IP, alarm/status relays) | ALRM_AUDBLE - Audible Alarm (Y/N) | LEVEL_AUDBLEALRM - Audible Alarm Level (dB) | ALRM_VISBLE - Visible Alarm (Y/N) | TYPE_VISBLEALRM - Visible Alarm Type (strobe) | NUMB_ALRMRELAY - Number of Alarm Relays (#) | RATG_CONT - Contact Rating (A @ V) | TYPE_CONT - Contact Type (SPST, SPDT, DPST, DPDT) | MATL_ENCL - Enclosure Material (stainless steel, aluminum, plastic) | FINISH_ENCL - Enclosure Finish (stainless steel, painted, powder coated, anodized) | ENCL_PROT - Enclosure Protection Code (NEMA/IP rating) | CERTIF - Certification (CSA, UL, FM, Class, Div, Grp, Haz/Non-Haz) | MOUNT_DETR - Detector Mounting (wall/ceiling bracket, duct, pole) | HEIGHT - Height (mm, in) | WIDTH - Width (mm, in) | DEPTH - Depth (mm, in) | WEIGHT - Weight (kg, lb)
Note on C13: ASSET_NO: Synergen Asset ID given at time of hierarchy structure if migrated. Synergen generated if Asset data entered manually.
Note on D13: TAGGED: Contractors are to answer "YES" or "NO" to the question: Does the Asset have a name plate? Note: Name plates are helpful to retrieve Asset Specification Information.
Note on E13: TAG ID: Fill each cell with the unique Euipment Identifier number of the asset. E.g LDB-Y793 or S-C580 or SF-G581.MTR or XFMR-Y701 Smart numbered Tag_ID using City of Winnipeg standard format.
Note on F13: PLANT: This is a constant: Fill each cell with 01 for all assets
Note on G13: ASSET_RECORD_TYPE: For the asset type identified in column B, use validation drop down list to select appropriate Asset Type Record. E = Equipment B = Building A = Virtual (used in Asset Hierarchy Structure)
Note on H13: ASSET_DESC: Asset description should be documented in this format: Plant where Asset is located: NE-; Process building/area where Asset is located: LHW #1; Asset Tag ID: S-Y910; Common name of the asset: Refrigerated Sampler Each element must be separated by a comma and a space Example: NE, LHW #1, S-Y910, Refrigerated Sampler
Note on I13: ASSET_STATUS: Indicate if asset is active or inactive Format: Assets in service = ACTIVE Asset to be retired= INACTIVE
Note on J13: DEPARTMENT: This is a constant: Fill each cell with WWD for all assets
Note on K13: AREA: Use Validation drop down list to select appropriate Area. (Water or Waste)
Note on L13: CRITICALITY: Score Criticality 0-80 1 81-160 2 161-240 3 241-340 4 341-440 5 441-590 6 591-790 7 791-1040 8 1041-1300 9
Note on M13: BREAKER_NO: This may be the same as the Tag ID so Fill in the Tag ID in each cell.
Note on N13: CONTROL_PANEL: Identify the control Panel ID Number (If applicable to the asset
Note on O13: BUILDING: Use the building segment information provided in the guideline to identify building segment. If no appropriate building segment is listed, provide proposed new Building to City of Winnipeg for consideration.
Note on P13: LOCATION: Fill in the physical location of the asset e.g. Gallery XX, Tunnel XX, Basement, Upper Level, Lower Level, Mezzanine, West Wall etc. General location of the Asset. Maximum data length = 30 characters
Note on Q13: ROOM: Chlorine, Pump, Control, Motor etc. Name of room where the Asset is located. Maximum data length = 20 characters

## WW-CCTV_SM
Classification Specification Template
| Asset Type: | CCTV, System
| Asset Type Code: | WW-CCTV_SM
| Asset Data Record | [14 empty] | Specification Data Record
Attribute Description | ASSET_NO - Asset Number | TAGGED - Asset Tag/Name Plate | TAG ID - Tag ID | PLANT - Synergen Plant | ASSET_RECORD_TYPE - Asset Record Type | ASSET_DESC - Asset Description | ASSET_STATUS - Asset Status | DEPARTMENT - Administrative Department | AREA - Administrative Area | CRITICALITY - Asset Criticality Rating | BREAKER_NO - Breaker Number | CONTROL_PANEL - Control Panel ID Number | BUILDING - Building Number | LOCATION - Physical location of Asset | ROOM - Room (location) | MANUFACTURER - Manufacturer | MAKE - Make | MODEL_NO - Model | CAT_NO - Catalog/spec/type number | SERIAL_NO - Serial Number | DATEMFR - Date of Manufacture | MCU_PLATFM - Main Control Unit Platform (desktop, tower, server) | MCU_SYSOPER - Main Control Unit Operating System (Windows, Windows Server, Linux) | MCU_CAMMAX - MCU Maximum Camera Capacity (#) | MCU_DISPRES - MCU Video Display Size & Resolution (min) | NVR_PROV - Network Video Recorder Provided (Y/N) | NVR_STRG - Network Video Recorder Storage Media (RAID, NAS) | NVR_CAPSTRG - Network Video Recorder Minimum Storage Capacity (TB) | NVR_SIMREC - Network Video Recorder Simultaneous Recordings (# cameras) | NVR_AUTOPROT - Network Video Recorder Auto Protect Recordings Pre/Post Alarm (Y/N) | VIDEO_CMPRSSN - Video Compression Specification (H.264, MP4) | VIDEO_STRM - Video Stream Bit Rate (min - max Mb/sec) | AUDIO_CMPRSSN - Audio Compression Specification (AAC, MP3) | AUDIO_SMPL - Audio Sample Rate (kHz, kbps) | MOTDET_CAM - Camera Motion Detection (Y/N) | TYPE_CAM - Camera Type (IP, fixed, pan, tilt, dome, indoor, outdoor) | VOLT - Rated Voltage (V) | AMP - Rated Current (A) | FREQ - Frequency (Hz)
Note on C13: ASSET_NO: Synergen Asset ID given at time of hierarchy structure if migrated. Synergen generated if Asset data entered manually.
Note on D13: TAGGED: Contractors are to answer "YES" or "NO" to the question: Does the Asset have a name plate? Note: Name plates are helpful to retrieve Asset Specification Information.
Note on E13: TAG ID: Fill each cell with the unique Euipment Identifier number of the asset. E.g LDB-Y793 or S-C580 or SF-G581.MTR or XFMR-Y701 Smart numbered Tag_ID using City of Winnipeg standard format.
Note on F13: PLANT: This is a constant: Fill each cell with 01 for all assets
Note on G13: ASSET_RECORD_TYPE: For the asset type identified in column B, use validation drop down list to select appropriate Asset Type Record. E = Equipment B = Building A = Virtual (used in Asset Hierarchy Structure)
Note on H13: ASSET_DESC: Asset description should be documented in this format: Plant where Asset is located: NE-; Process building/area where Asset is located: LHW #1; Asset Tag ID: S-Y910; Common name of the asset: Refrigerated Sampler Each element must be separated by a comma and a space Example: NE, LHW #1, S-Y910, Refrigerated Sampler
Note on I13: ASSET_STATUS: Indicate if asset is active or inactive Format: Assets in service = ACTIVE Asset to be retired= INACTIVE
Note on J13: DEPARTMENT: This is a constant: Fill each cell with WWD for all assets
Note on K13: AREA: Use Validation drop down list to select appropriate Area. (Water or Waste)
Note on L13: CRITICALITY: Score Criticality 0-80 1 81-160 2 161-240 3 241-340 4 341-440 5 441-590 6 591-790 7 791-1040 8 1041-1300 9
Note on M13: BREAKER_NO: This may be the same as the Tag ID so Fill in the Tag ID in each cell.
Note on N13: CONTROL_PANEL: Identify the control Panel ID Number (If applicable to the asset
Note on O13: BUILDING: Use the building segment information provided in the guideline to identify building segment. If no appropriate building segment is listed, provide proposed new Building to City of Winnipeg for consideration.
Note on P13: LOCATION: Fill in the physical location of the asset e.g. Gallery XX, Tunnel XX, Basement, Upper Level, Lower Level, Mezzanine, West Wall etc. General location of the Asset. Maximum data length = 30 characters
Note on Q13: ROOM: Chlorine, Pump, Control, Motor etc. Name of room where the Asset is located. Maximum data length = 20 characters

## WW-CTRL_AC
Classification Specification Template
| Asset Type: | ACCESS CONTROL
| Asset Type Code: | WW-CTRL_AC
| Asset Data Record | [14 empty] | Specification Data Record
Attribute Description | ASSET_NO - Asset Number | TAGGED - Asset Tag/Name Plate | TAG ID - Tag ID | PLANT - Synergen Plant | ASSET_RECORD_TYPE - Asset Record Type | ASSET_DESC - Asset Description | ASSET_STATUS - Asset Status | DEPARTMENT - Administrative Department | AREA - Administrative Area | CRITICALITY - Asset Criticality Rating | BREAKER_NO - Breaker Number | CONTROL_PANEL - Control Panel ID Number | BUILDING - Building Number | LOCATION - Physical location of Asset | ROOM - Room (location) | MANUFACTURER - Manufacturer | MAKE - Make | MODEL_NO - Model | CAT_NO - Catalog/spec/type number | SERIAL_NO - Serial Number | DATEMFR - Date of Manufacture | MCU_PLATFM - Main Control Unit Platform (desktop, tower, server) | MCU_SYSOPER - Main Control Unit Operating System (Windows, Windows Server, Linux) | ACCES_CTRLSPEC - Access Control Unit Specification (max # readers, max # doors) | ENTRY_DEV - Door Entry Device Type (swipe, keypad, biometric, key) | EXIT_DEV - Door Exit Device Type (button, bar, motion, swipe, keypad, biometric, key) | LOCK_DEV - Door Locking Device (magnetic, strike, bolt) | LOCK_FAILACT - Door Lock Power Fail Action (fail secure, fail safe, fail open) | DOOR_STSDEV - Door Status Device (mechanical switch, proximity switch) | ACTIVITY_LOG - Usage Logging (Y/N) | VOLT - Rated Voltage (V) | AMP - Rated Current (A) | FREQ - Frequency (Hz) | PHASE - Number of Phases | POWER_CONS - Power Consumption (W) | TEMP_MAX - Maximum Rated Temperature (⁰C) | TEMP_MIN - Minimum Rated Temperature (⁰C) | CERTIF - Certification (CSA, UL, FM, Class, Div, Grp, Haz/Non-Haz) | LENGTH - Length (mm, in) | WIDTH - Width (mm, in) | HEIGHT - Height (mm, in) | WEIGHT - Weight (kg, lb)
Note on C13: ASSET_NO: Synergen Asset ID given at time of hierarchy structure if migrated. Synergen generated if Asset data entered manually.
Note on D13: TAGGED: Contractors are to answer "YES" or "NO" to the question: Does the Asset have a name plate? Note: Name plates are helpful to retrieve Asset Specification Information.
Note on E13: TAG ID: Fill each cell with the unique Euipment Identifier number of the asset. E.g LDB-Y793 or S-C580 or SF-G581.MTR or XFMR-Y701 Smart numbered Tag_ID using City of Winnipeg standard format.
Note on F13: PLANT: This is a constant: Fill each cell with 01 for all assets
Note on G13: ASSET_RECORD_TYPE: For the asset type identified in column B, use validation drop down list to select appropriate Asset Type Record. E = Equipment B = Building A = Virtual (used in Asset Hierarchy Structure)
Note on H13: ASSET_DESC: Asset description should be documented in this format: Plant where Asset is located: NE-; Process building/area where Asset is located: LHW #1; Asset Tag ID: S-Y910; Common name of the asset: Refrigerated Sampler Each element must be separated by a comma and a space Example: NE, LHW #1, S-Y910, Refrigerated Sampler
Note on I13: ASSET_STATUS: Indicate if asset is active or inactive Format: Assets in service = ACTIVE Asset to be retired= INACTIVE
Note on J13: DEPARTMENT: This is a constant: Fill each cell with WWD for all assets
Note on K13: AREA: Use Validation drop down list to select appropriate Area. (Water or Waste)
Note on L13: CRITICALITY: Score Criticality 0-80 1 81-160 2 161-240 3 241-340 4 341-440 5 441-590 6 591-790 7 791-1040 8 1041-1300 9
Note on M13: BREAKER_NO: This may be the same as the Tag ID so Fill in the Tag ID in each cell.
Note on N13: CONTROL_PANEL: Identify the control Panel ID Number (If applicable to the asset
Note on O13: BUILDING: Use the building segment information provided in the guideline to identify building segment. If no appropriate building segment is listed, provide proposed new Building to City of Winnipeg for consideration.
Note on P13: LOCATION: Fill in the physical location of the asset e.g. Gallery XX, Tunnel XX, Basement, Upper Level, Lower Level, Mezzanine, West Wall etc. General location of the Asset. Maximum data length = 30 characters
Note on Q13: ROOM: Chlorine, Pump, Control, Motor etc. Name of room where the Asset is located. Maximum data length = 20 characters

## WW-ALRM_SW
Classification Specification Template
| Asset Type: | ALARM, SWITCH
| Asset Type Code: | WW-ALRM_SW
| Asset Data Record | [14 empty] | Specification Data Record
Attribute Description | ASSET_NO - Asset Number | TAGGED - Asset Tag/Name Plate | TAG ID - Tag ID | PLANT - Synergen Plant | ASSET_RECORD_TYPE - Asset Record Type | ASSET_DESC - Asset Description | ASSET_STATUS - Asset Status | DEPARTMENT - Administrative Department | AREA - Administrative Area | CRITICALITY - Asset Criticality Rating | BREAKER_NO - Breaker Number | CONTROL_PANEL - Control Panel ID Number | BUILDING - Building Number | LOCATION - Physical location of Asset | ROOM - Room (location) | MANUFACTURER - Manufacturer | MAKE - Make | MODEL_NO - Model | CAT_NO - Catalog/spec/type number | SERIAL_NO - Serial Number | DATEMFR - Date of Manufacture | MCU_PLATFM - Main Control Unit Platform (desktop, tower, server) | MCU_SYSOPER - Main Control Unit Operating System (Windows, Windows Server, Linux) | ACCES_CTRLSPEC - Access Control Unit Specification (max # readers, max # doors) | ENTRY_DEV - Door Entry Device Type (swipe, keypad, biometric, key) | EXIT_DEV - Door Exit Device Type (button, bar, motion, swipe, keypad, biometric, key) | LOCK_DEV - Door Locking Device (magnetic, strike, bolt) | LOCK_FAILACT - Door Lock Power Fail Action (fail secure, fail safe, fail open) | DOOR_STSDEV - Door Status Device (mechanical switch, proximity switch) | ACTIVITY_LOG - Usage Logging (Y/N) | VOLT - Rated Voltage (V) | AMP - Rated Current (A) | FREQ - Frequency (Hz) | PHASE - Number of Phases | POWER_CONS - Power Consumption (W) | TEMP_MAX - Maximum Rated Temperature (⁰C) | TEMP_MIN - Minimum Rated Temperature (⁰C) | CERTIF - Certification (CSA, UL, FM, Class, Div, Grp, Haz/Non-Haz) | LENGTH - Length (mm, in) | WIDTH - Width (mm, in) | HEIGHT - Height (mm, in) | WEIGHT - Weight (kg, lb)
Note on C13: ASSET_NO: Synergen Asset ID given at time of hierarchy structure if migrated. Synergen generated if Asset data entered manually.
Note on D13: TAGGED: Contractors are to answer "YES" or "NO" to the question: Does the Asset have a name plate? Note: Name plates are helpful to retrieve Asset Specification Information.
Note on E13: TAG ID: Fill each cell with the unique Euipment Identifier number of the asset. E.g LDB-Y793 or S-C580 or SF-G581.MTR or XFMR-Y701 Smart numbered Tag_ID using City of Winnipeg standard format.
Note on F13: PLANT: This is a constant: Fill each cell with 01 for all assets
Note on G13: ASSET_RECORD_TYPE: For the asset type identified in column B, use validation drop down list to select appropriate Asset Type Record. E = Equipment B = Building A = Virtual (used in Asset Hierarchy Structure)
Note on H13: ASSET_DESC: Asset description should be documented in this format: Plant where Asset is located: NE-; Process building/area where Asset is located: LHW #1; Asset Tag ID: S-Y910; Common name of the asset: Refrigerated Sampler Each element must be separated by a comma and a space Example: NE, LHW #1, S-Y910, Refrigerated Sampler
Note on I13: ASSET_STATUS: Indicate if asset is active or inactive Format: Assets in service = ACTIVE Asset to be retired= INACTIVE
Note on J13: DEPARTMENT: This is a constant: Fill each cell with WWD for all assets
Note on K13: AREA: Use Validation drop down list to select appropriate Area. (Water or Waste)
Note on L13: CRITICALITY: Score Criticality 0-80 1 81-160 2 161-240 3 241-340 4 341-440 5 441-590 6 591-790 7 791-1040 8 1041-1300 9
Note on M13: BREAKER_NO: This may be the same as the Tag ID so Fill in the Tag ID in each cell.
Note on N13: CONTROL_PANEL: Identify the control Panel ID Number (If applicable to the asset
Note on O13: BUILDING: Use the building segment information provided in the guideline to identify building segment. If no appropriate building segment is listed, provide proposed new Building to City of Winnipeg for consideration.
Note on P13: LOCATION: Fill in the physical location of the asset e.g. Gallery XX, Tunnel XX, Basement, Upper Level, Lower Level, Mezzanine, West Wall etc. General location of the Asset. Maximum data length = 30 characters
Note on Q13: ROOM: Chlorine, Pump, Control, Motor etc. Name of room where the Asset is located. Maximum data length = 20 characters

## WW-CLNR_UT
Classification Specification Template
| Asset Type: | CLEANER, Ultrasonic
| Asset Type Code: | WW-CLNR_UT
| Asset Data Record | [14 empty] | Specification Data Record
Attribute Description | ASSET_NO - Asset Number | TAGGED - Asset Tag/Name Plate | TAG ID - Tag ID | PLANT - Synergen Plant | ASSET_RECORD_TYPE - Asset Record Type | ASSET_DESC - Asset Description | ASSET_STATUS - Asset Status | DEPARTMENT - Administrative Department | AREA - Administrative Area | CRITICALITY - Asset Criticality Rating | BREAKER_NO - Breaker Number | CONTROL_PANEL - Control Panel ID Number | BUILDING - Building Number | LOCATION - Physical location of Asset | ROOM - Room (location) | MANUFACTURER - Manufacturer | MAKE - Make | MODEL_NO - Model | CAT_NO - Catalog/spec/type number | SERIAL_NO - Serial Number | DATEMFR - Date of Manufacture | TIME_CTRL - Time Control & Display (Y/N) | HEAT_CTRL - Heat Control & Display (Y/N) | FREQ_USONIC - Ultrasonic Frequency (kHz) | CLEAN_MEDIUM - Cleaning Medium (water, alcohol) | VOL_TUB - Tub Volume (litres, USG) | LENGTH_TUB - Tub Length (mm, in) | WIDTH_TUB - Tub Width (mm, in) | DEPTH_TUB - Tub Depth (mm, in) | VOLT - Rated Voltage (V) | AMP - Rated Current (A) | FREQ - Frequency (Hz) | PHASE - Number of Phases | POWER_CONS - Power Consumption (W) | POWER_USONIC - Ultrasonic Power (W) | POWER_HEATER - Heater Power (W) | CERTIF - Certification (CSA, UL, FM, Class, Div, Grp, Haz/Non-Haz) | LENGTH - Length (mm, in) | WIDTH - Width (mm, in) | HEIGHT - Height (mm, in) | WEIGHT - Weight (kg, lb) | WEIGHT_FILL - Weight Filled (kg, lb)
Note on C13: ASSET_NO: Synergen Asset ID given at time of hierarchy structure if migrated. Synergen generated if Asset data entered manually.
Note on D13: TAGGED: Contractors are to answer "YES" or "NO" to the question: Does the Asset have a name plate? Note: Name plates are helpful to retrieve Asset Specification Information.
Note on E13: TAG ID: Fill each cell with the unique Euipment Identifier number of the asset. E.g LDB-Y793 or S-C580 or SF-G581.MTR or XFMR-Y701 Smart numbered Tag_ID using City of Winnipeg standard format.
Note on F13: PLANT: This is a constant: Fill each cell with 01 for all assets
Note on G13: ASSET_RECORD_TYPE: For the asset type identified in column B, use validation drop down list to select appropriate Asset Type Record. E = Equipment B = Building A = Virtual (used in Asset Hierarchy Structure)
Note on H13: ASSET_DESC: Asset description should be documented in this format: Plant where Asset is located: NE-; Process building/area where Asset is located: LHW #1; Asset Tag ID: S-Y910; Common name of the asset: Refrigerated Sampler Each element must be separated by a comma and a space Example: NE, LHW #1, S-Y910, Refrigerated Sampler
Note on I13: ASSET_STATUS: Indicate if asset is active or inactive Format: Assets in service = ACTIVE Asset to be retired= INACTIVE
Note on J13: DEPARTMENT: This is a constant: Fill each cell with WWD for all assets
Note on K13: AREA: Use Validation drop down list to select appropriate Area. (Water or Waste)
Note on L13: CRITICALITY: Score Criticality 0-80 1 81-160 2 161-240 3 241-340 4 341-440 5 441-590 6 591-790 7 791-1040 8 1041-1300 9
Note on M13: BREAKER_NO: This may be the same as the Tag ID so Fill in the Tag ID in each cell.
Note on N13: CONTROL_PANEL: Identify the control Panel ID Number (If applicable to the asset
Note on O13: BUILDING: Use the building segment information provided in the guideline to identify building segment. If no appropriate building segment is listed, provide proposed new Building to City of Winnipeg for consideration.
Note on P13: LOCATION: Fill in the physical location of the asset e.g. Gallery XX, Tunnel XX, Basement, Upper Level, Lower Level, Mezzanine, West Wall etc. General location of the Asset. Maximum data length = 30 characters
Note on Q13: ROOM: Chlorine, Pump, Control, Motor etc. Name of room where the Asset is located. Maximum data length = 20 characters

## WW-DEHUMID
Classification Specification Template
| Asset Type: | DEHUMIDIFIER
| Asset Type Code: | WW-DEHUMID
| Asset Data Record | [14 empty] | Specification Data Record
Attribute Description | ASSET_NO - Asset Number | TAGGED - Asset Tag/Name Plate | TAG ID - Tag ID | PLANT - Synergen Plant | ASSET_RECORD_TYPE - Asset Record Type | ASSET_DESC - Asset Description | ASSET_STATUS - Asset Status | DEPARTMENT - Administrative Department | AREA - Administrative Area | CRITICALITY - Asset Criticality Rating | BREAKER_NO - Breaker Number | CONTROL_PANEL - Control Panel ID Number | BUILDING - Building Number | LOCATION - Physical location of Asset | ROOM - Room (location) | MANUFACTURER - Manufacturer | MAKE - Make | MODEL_NO - Model | CAT_NO - Catalog/Spec/Type Number | SERIAL_NO - Serial Number | DATEMFR - Date of Manufacture | CAP_DEHUM - Dehumidification Capacity (l/hr, USG/hr) | EFFIC_RATED - Rated Efficiency (vol/power) | PRESS_MAWP - Maximum Allowable Working Pressure (kPa, psi) | TEMP_MAWP - Temperature at Maximum Working Pressure (⁰C) | TEMP_DESIGNMAX - Maximum Design Metal Temperature (⁰C) | PRESS_MDMT - Pressure at Maximum Design Metal Temperature (kPa, psi) | PRESS_MAEWP - Maximum Allowable External Working Pressure (kPa, psi) | TEMP_MAEWP - Temperature at Maximum External Working Pressure (⁰C) | PRESS_HIGHSIDE - High Side Pressure (kPa, psi) | PRESS_LOWSIDE - Low Side Pressure (kPa, psi) | CAP_REFR - Refrigerant Capacity (kg, oz) | CONN_DRAIN - External Drain Connection Size (NPT, mm, in) | VOLT - Rated Voltage (V) | FREQ - Frequency (Hz) | PHASE - Number of Phases | AMP - Rated Current (A) | ENCL_PROT - Enclosure Protection Code (NEMA/IP rating) | CERTIF - Certification (CSA, UL, FM, Class, Div, Grp, Haz/Non-Haz) | HEIGHT - Height (mm, in) | WIDTH - Width (mm, in) | DEPTH - Depth (mm, in) | WEIGHT - Weight (kg, lb) | WEIGHT_FILL - Weight Filled (kg, lb)
Note on C13: ASSET_NO: Synergen Asset ID given at time of hierarchy structure if migrated. Synergen generated if Asset data entered manually.
Note on D13: TAGGED: Contractors are to answer "YES" or "NO" to the question: Does the Asset have a name plate? Note: Name plates are helpful to retrieve Asset Specification Information.
Note on E13: TAG ID: Fill each cell with the unique Euipment Identifier number of the asset. E.g LDB-Y793 or S-C580 or SF-G581.MTR or XFMR-Y701 Smart numbered Tag_ID using City of Winnipeg standard format.
Note on F13: PLANT: This is a constant: Fill each cell with 01 for all assets
Note on G13: ASSET_RECORD_TYPE: For the asset type identified in column B, use validation drop down list to select appropriate Asset Type Record. E = Equipment B = Building A = Virtual (used in Asset Hierarchy Structure)
Note on H13: ASSET_DESC: Asset description should be documented in this format: Plant where Asset is located: NE-; Process building/area where Asset is located: LHW #1; Asset Tag ID: S-Y910; Common name of the asset: Refrigerated Sampler Each element must be separated by a comma and a space Example: NE, LHW #1, S-Y910, Refrigerated Sampler
Note on I13: ASSET_STATUS: Indicate if asset is active or inactive Format: Assets in service = ACTIVE Asset to be retired= INACTIVE
Note on J13: DEPARTMENT: This is a constant: Fill each cell with WWD for all assets
Note on K13: AREA: Use Validation drop down list to select appropriate Area. (Water or Waste)
Note on L13: CRITICALITY: Score Criticality 0-80 1 81-160 2 161-240 3 241-340 4 341-440 5 441-590 6 591-790 7 791-1040 8 1041-1300 9
Note on M13: BREAKER_NO: This may be the same as the Tag ID so Fill in the Tag ID in each cell.
Note on N13: CONTROL_PANEL: Identify the control Panel ID Number (If applicable to the asset
Note on O13: BUILDING: Use the building segment information provided in the guideline to identify building segment. If no appropriate building segment is listed, provide proposed new Building to City of Winnipeg for consideration.
Note on P13: LOCATION: Fill in the physical location of the asset e.g. Gallery XX, Tunnel XX, Basement, Upper Level, Lower Level, Mezzanine, West Wall etc. General location of the Asset. Maximum data length = 30 characters
Note on Q13: ROOM: Chlorine, Pump, Control, Motor etc. Name of room where the Asset is located. Maximum data length = 20 characters

## WW-DETR_SM
Classification Specification Template
| Asset Type: | DETECTOR, Smoke
| Asset Type Code: | WW-DETR_SM
| Asset Data Record | [14 empty] | Specification Data Record
Attribute Description | ASSET_NO - Asset Number | TAGGED - Asset Tag/Name Plate | TAG ID - Tag ID | PLANT - Synergen Plant | ASSET_RECORD_TYPE - Asset Record Type | ASSET_DESC - Asset Description | ASSET_STATUS - Asset Status | DEPARTMENT - Administrative Department | AREA - Administrative Area | CRITICALITY - Asset Criticality Rating | BREAKER_NO - Breaker Number | CONTROL_PANEL - Control Panel ID Number | BUILDING - Building Number | LOCATION - Physical location of Asset | ROOM - Room (location) | MANUFACTURER - Manufacturer | MAKE - Make | MODEL_NO - Model | CAT_NO - Catalog/spec/type number | SERIAL_NO - Serial Number | DATEMFR - Date of Manufacture | TYPE_DETRSM - Smoke Detector Type (ionization, photoelectric, projected beam) | MOUNT_DETR - Detector Mounting (wall/ceiling bracket, duct, pole) | SENSVTY_DETRSM - Smoke Detector Sensitivity (%/foot) | VELO_RANGAD - Air Duct Velocity Range (m/min, ft/min) | RANG_PRESSDIFFSMPLTUBE - Sample Tube Differential Pressure Range (kPad, psid, mm/in wc) | MATL_SMPLTUBE - Sample Tube Material (stainless steel, pvc, tygon) | LENGTH_SMPLTUBE - Sample Tube Length (mm, in) | LENGTH_RTNTUBE - Return Tube Length (mm, in) | ALRM_AUDBLE - Audible Alarm (Y/N) | LEVEL_AUDBLEALRM - Audible Alarm Level (dB) | ALRM_VISBLE - Visible Alarm (Y/N) | TYPE_VISBLEALRM - Visible Alarm Type (strobe) | NUMB_ALRMRELAY - Number of Alarm Relays (#) | RATG_CONT - Contact Rating (A @ V) | TYPE_CONT - Contact Type (SPST, SPDT, DPST, DPDT) | RANG_HUMID - Humidity Range (% RH, non-condensing) | TEMP_MAX - Maximum Rated Temperature (⁰C) | TEMP_MIN - Minimum Rated Temperature (⁰C) | VOLT - Rated Voltage (V) | AMP_STBY - Standby Current Draw (mA) | AMP_ALRM - Alarm Current Draw (mA) | FREQ - Frequency (Hz) | BATT_BKUP - Battery Backup (Y/N) | TYPE_BATT - Battery Type (Li-ion, lead-acid) | IND_BATTLOW - Battery Low Indication (visible, audible) | HEAD_REMV - Fixed Base, Removable Head (Y/N) | ENCL_PROT - Enclosure Protection Code (NEMA/IP rating) | MATL_ENCL - Enclosure Material (stainless steel, aluminum, plastic) | FINISH_ENCL - Enclosure Finish (stainless steel, painted, powder coated, anodized) | CERTIF - Certification (CSA, UL, FM, Class, Div, Grp, Haz/Non-Haz) | LENGTH - Length (mm, in) | WIDTH - Width (mm, in) | HEIGHT - Height (mm, in) | DIAM - Diameter (mm, in) | WEIGHT - Weight (kg, lb)
Note on C13: ASSET_NO: Synergen Asset ID given at time of hierarchy structure if migrated. Synergen generated if Asset data entered manually.
Note on D13: TAGGED: Contractors are to answer "YES" or "NO" to the question: Does the Asset have a name plate? Note: Name plates are helpful to retrieve Asset Specification Information.
Note on E13: TAG ID: Fill each cell with the unique Euipment Identifier number of the asset. E.g LDB-Y793 or S-C580 or SF-G581.MTR or XFMR-Y701 Smart numbered Tag_ID using City of Winnipeg standard format.
Note on F13: PLANT: This is a constant: Fill each cell with 01 for all assets
Note on G13: ASSET_RECORD_TYPE: For the asset type identified in column B, use validation drop down list to select appropriate Asset Type Record. E = Equipment B = Building A = Virtual (used in Asset Hierarchy Structure)
Note on H13: ASSET_DESC: Asset description should be documented in this format: Plant where Asset is located: NE-; Process building/area where Asset is located: LHW #1; Asset Tag ID: S-Y910; Common name of the asset: Refrigerated Sampler Each element must be separated by a comma and a space Example: NE, LHW #1, S-Y910, Refrigerated Sampler
Note on I13: ASSET_STATUS: Indicate if asset is active or inactive Format: Assets in service = ACTIVE Asset to be retired= INACTIVE
Note on J13: DEPARTMENT: This is a constant: Fill each cell with WWD for all assets
Note on K13: AREA: Use Validation drop down list to select appropriate Area. (Water or Waste)
Note on L13: CRITICALITY: Score Criticality 0-80 1 81-160 2 161-240 3 241-340 4 341-440 5 441-590 6 591-790 7 791-1040 8 1041-1300 9
Note on M13: BREAKER_NO: This may be the same as the Tag ID so Fill in the Tag ID in each cell.
Note on N13: CONTROL_PANEL: Identify the control Panel ID Number (If applicable to the asset
Note on O13: BUILDING: Use the building segment information provided in the guideline to identify building segment. If no appropriate building segment is listed, provide proposed new Building to City of Winnipeg for consideration.
Note on P13: LOCATION: Fill in the physical location of the asset e.g. Gallery XX, Tunnel XX, Basement, Upper Level, Lower Level, Mezzanine, West Wall etc. General location of the Asset. Maximum data length = 30 characters
Note on Q13: ROOM: Chlorine, Pump, Control, Motor etc. Name of room where the Asset is located. Maximum data length = 20 characters

## WW-DSFR_DC
Classification Specification Template
| Asset Type: | DIFFUSER, Disc
| Asset Type Code: | WW-DSFR_DC
| Asset Data Record | [14 empty] | Specification Data Record
Attribute Description | ASSET_NO - Asset Number | TAGGED - Asset Tag/Name Plate | TAG ID - Tag ID | PLANT - Synergen Plant | ASSET_RECORD_TYPE - Asset Record Type | ASSET_DESC - Asset Description | ASSET_STATUS - Asset Status | DEPARTMENT - Administrative Department | AREA - Administrative Area | CRITICALITY - Asset Criticality Rating | BREAKER_NO - Breaker Number | CONTROL_PANEL - Control Panel ID Number | BUILDING - Building Number | LOCATION - Physical location of Asset | ROOM - Room (location) | MANUFACTURER - Manufacturer | MAKE - Make | MODEL_NO - Model | CAT_NO - Catalog/Spec/Type Number | SERIAL_NO - Serial Number | DATEMFR - Date of Manufacture | LIFT_VERT - Vertical Lift (m, ft) | VELO_TRANSMPL - Sampler Transport Velocity (m/s @ m of lift) | FLOW_FLUID - Fluid Flow Rate (l/min, m3/hr, USGPM) | VOL_CAP - Volume Capacity (l, m3) | TEMP_SMPLOPERMAX - Maximum Sample Operating Temperature (⁰C) | TEMP_SMPLOPERMIN - Minimum Sample Operating Temperature (⁰C) | TEMP_SMPLSTRGMAX - Maximum Sample Storage Temperature (⁰C) | TEMP_SMPLSTRGMIN - Minimum Sample Storage Temperature (⁰C) | PACE_SMPLINTVL - Sample Pace Interval Based On Flow Pulses (sec, min, hr) | REPEAT_MEAS - Measurement Repeatability (coefficient) | VOLT - Rated Voltage (V) | FREQ - Frequency (Hz) | PHASE - Number of Phases | AMP - Rated Current (A) | TYPE_DISP - Type of Control Panel Display or User Interface (LCD, LED, touchscreen) | PRTCL_COMM - Communication Port Protocol (USB, RS232/485) | NUMB_HISTLOG - Maximum Number of Historical Entries Logged (max #) | NUMB_ENTRYLOG - Maximum Number of Measurement Entries Logged (max #) | NUMB_EVNTLOG - Maximum Number of Event Entries Logged (max #) | NUMB_PORT - Number of Ports (#) | MATL_BODY - Body Construction Material (steel, stainless steel, copper, brass, cast iron) | ENCL_PROT - Enclosure Protection Code (NEMA/IP rating) | MOUNT_SMPL - Sampler Mounting (floor, wall, wheeled cart) | HEIGHT - Height (mm, in) | WIDTH - Width (mm, in) | DEPTH - Depth (mm, in) | WEIGHT - Weight (kg, lb) | WEIGHT_FILL - Weight Filled (kg, lb)
Note on C13: ASSET_NO: Synergen Asset ID given at time of hierarchy structure if migrated. Synergen generated if Asset data entered manually.
Note on D13: TAGGED: Contractors are to answer "YES" or "NO" to the question: Does the Asset have a name plate? Note: Name plates are helpful to retrieve Asset Specification Information.
Note on E13: TAG ID: Fill each cell with the unique Euipment Identifier number of the asset. E.g LDB-Y793 or S-C580 or SF-G581.MTR or XFMR-Y701 Smart numbered Tag_ID using City of Winnipeg standard format.
Note on F13: PLANT: This is a constant: Fill each cell with 01 for all assets
Note on G13: ASSET_RECORD_TYPE: For the asset type identified in column B, use validation drop down list to select appropriate Asset Type Record. E = Equipment B = Building A = Virtual (used in Asset Hierarchy Structure)
Note on H13: ASSET_DESC: Asset description should be documented in this format: Plant where Asset is located: NE-; Process building/area where Asset is located: LHW #1; Asset Tag ID: S-Y910; Common name of the asset: Refrigerated Sampler Each element must be separated by a comma and a space Example: NE, LHW #1, S-Y910, Refrigerated Sampler
Note on I13: ASSET_STATUS: Indicate if asset is active or inactive Format: Assets in service = ACTIVE Asset to be retired= INACTIVE
Note on J13: DEPARTMENT: This is a constant: Fill each cell with WWD for all assets
Note on K13: AREA: Use Validation drop down list to select appropriate Area. (Water or Waste)
Note on L13: CRITICALITY: Score Criticality 0-80 1 81-160 2 161-240 3 241-340 4 341-440 5 441-590 6 591-790 7 791-1040 8 1041-1300 9
Note on M13: BREAKER_NO: This may be the same as the Tag ID so Fill in the Tag ID in each cell.
Note on N13: CONTROL_PANEL: Identify the control Panel ID Number (If applicable to the asset
Note on O13: BUILDING: Use the building segment information provided in the guideline to identify building segment. If no appropriate building segment is listed, provide proposed new Building to City of Winnipeg for consideration.
Note on P13: LOCATION: Fill in the physical location of the asset e.g. Gallery XX, Tunnel XX, Basement, Upper Level, Lower Level, Mezzanine, West Wall etc. General location of the Asset. Maximum data length = 30 characters
Note on Q13: ROOM: Chlorine, Pump, Control, Motor etc. Name of room where the Asset is located. Maximum data length = 20 characters

## WW-FIL_ATO
Classification Specification Template
| Asset Type: | FILTER, Auto
| Asset Type Code: | WW-FIL_ATO
| Asset Data Record | [14 empty] | Specification Data Record
Attribute Description | ASSET_NO - Asset Number | TAGGED - Asset Tag/Name Plate | TAG ID - Tag ID | PLANT - Synergen Plant | ASSET_RECORD_TYPE - Asset Record Type | ASSET_DESC - Asset Description | ASSET_STATUS - Asset Status | DEPARTMENT - Administrative Department | AREA - Administrative Area | CRITICALITY - Asset Criticality Rating | BREAKER_NO - Breaker Number | CONTROL_PANEL - Control Panel ID Number | BUILDING - Building Number | LOCATION - Physical location of Asset | ROOM - Room (location) | MANUFACTURER - Manufacturer | MAKE - Make | MODEL_NO - Model | CAT_NO - Catalog/spec/type number | SERIAL_NO - Serial Number | DATEMFR - Date of Manufacture | TYPE_FTROIL - Oil Filter Type (manufacturer code) | NUMB_FABR - Fabrication Number (manufacturer #) | FRAME_FTR - Filter Frame (manufacturer code) | BOWL_FTR - Filter Bowl (manufacturer code) | SPEED_ROTNBOWL - Bowl Rotation Speed (RPM) | SPEED_ROTNSHFT - Shaft Rotation Speed (RPM) | DIRN_BOWLROTN - Bowl Direction of Rotation (CW, CCW) | DENS_FEEDMAX - Maximum Feed Density (kg/m3) | DENS_SEDIMAX - Maximum Sediment Density (kg/m3) | PRESS_MAX - Rated Maximum Pressure (kPa, psi, bar) | TEMP_MAX - Maximum Rated Temperature (⁰C) | TEMP_MIN - Minimum Rated Temperature (⁰C) | VOL_CAP - Volume Capacity (l, m3) | VOLT - Rated Voltage (V) | AMP - Rated Current (A) | FREQ - Frequency (Hz) | POWER - Rated Power (kW, kVA, kVAR, HP) | HEIGHT - Height (mm, in) | WIDTH - Width (mm, in) | DEPTH - Depth (mm, in) | WEIGHT - Weight (kg, lb) | WEIGHT_FILL - Weight Filled (kg, lb)
Note on C13: ASSET_NO: Synergen Asset ID given at time of hierarchy structure if migrated. Synergen generated if Asset data entered manually.
Note on D13: TAGGED: Contractors are to answer "YES" or "NO" to the question: Does the Asset have a name plate? Note: Name plates are helpful to retrieve Asset Specification Information.
Note on E13: TAG ID: Fill each cell with the unique Euipment Identifier number of the asset. E.g LDB-Y793 or S-C580 or SF-G581.MTR or XFMR-Y701 Smart numbered Tag_ID using City of Winnipeg standard format.
Note on F13: PLANT: This is a constant: Fill each cell with 01 for all assets
Note on G13: ASSET_RECORD_TYPE: For the asset type identified in column B, use validation drop down list to select appropriate Asset Type Record. E = Equipment B = Building A = Virtual (used in Asset Hierarchy Structure)
Note on H13: ASSET_DESC: Asset description should be documented in this format: Plant where Asset is located: NE-; Process building/area where Asset is located: LHW #1; Asset Tag ID: S-Y910; Common name of the asset: Refrigerated Sampler Each element must be separated by a comma and a space Example: NE, LHW #1, S-Y910, Refrigerated Sampler
Note on I13: ASSET_STATUS: Indicate if asset is active or inactive Format: Assets in service = ACTIVE Asset to be retired= INACTIVE
Note on J13: DEPARTMENT: This is a constant: Fill each cell with WWD for all assets
Note on K13: AREA: Use Validation drop down list to select appropriate Area. (Water or Waste)
Note on L13: CRITICALITY: Score Criticality 0-80 1 81-160 2 161-240 3 241-340 4 341-440 5 441-590 6 591-790 7 791-1040 8 1041-1300 9
Note on M13: BREAKER_NO: This may be the same as the Tag ID so Fill in the Tag ID in each cell.
Note on N13: CONTROL_PANEL: Identify the control Panel ID Number (If applicable to the asset
Note on O13: BUILDING: Use the building segment information provided in the guideline to identify building segment. If no appropriate building segment is listed, provide proposed new Building to City of Winnipeg for consideration.
Note on P13: LOCATION: Fill in the physical location of the asset e.g. Gallery XX, Tunnel XX, Basement, Upper Level, Lower Level, Mezzanine, West Wall etc. General location of the Asset. Maximum data length = 30 characters
Note on Q13: ROOM: Chlorine, Pump, Control, Motor etc. Name of room where the Asset is located. Maximum data length = 20 characters

## WW-STR_ATO
Classification Specification Template
| Asset Type: | STRAINER, Auto
| Asset Type Code: | WW-STR_ATO
| Asset Data Record | [14 empty] | Specification Data Record
Attribute Description | ASSET_NO - Asset Number | TAGGED - Asset Tag/Name Plate | TAG ID - Tag ID | PLANT - Synergen Plant | ASSET_RECORD_TYPE - Asset Record Type | ASSET_DESC - Asset Description | ASSET_STATUS - Asset Status | DEPARTMENT - Administrative Department | AREA - Administrative Area | CRITICALITY - Asset Criticality Rating | BREAKER_NO - Breaker Number | CONTROL_PANEL - Control Panel ID Number | BUILDING - Building Number | LOCATION - Physical location of Asset | ROOM - Room (location) | MANUFACTURER - Manufacturer | MAKE - Make | MODEL_NO - Model | CAT_NO - Catalog/spec/type number | SERIAL_NO - Serial Number | DATEMFR - Date of Manufacture | TYPE_FTROIL - Oil Filter Type (manufacturer code) | NUMB_FABR - Fabrication Number (manufacturer #) | FRAME_FTR - Filter Frame (manufacturer code) | BOWL_FTR - Filter Bowl (manufacturer code) | SPEED_ROTNBOWL - Bowl Rotation Speed (RPM) | SPEED_ROTNSHFT - Shaft Rotation Speed (RPM) | DIRN_BOWLROTN - Bowl Direction of Rotation (CW, CCW) | DENS_FEEDMAX - Maximum Feed Density (kg/m3) | DENS_SEDIMAX - Maximum Sediment Density (kg/m3) | PRESS_MAX - Rated Maximum Pressure (kPa, psi, bar) | TEMP_MAX - Maximum Rated Temperature (⁰C) | TEMP_MIN - Minimum Rated Temperature (⁰C) | VOL_CAP - Volume Capacity (l, m3) | VOLT - Rated Voltage (V) | AMP - Rated Current (A) | FREQ - Frequency (Hz) | POWER - Rated Power (kW, kVA, kVAR, HP) | HEIGHT - Height (mm, in) | WIDTH - Width (mm, in) | DEPTH - Depth (mm, in) | WEIGHT - Weight (kg, lb) | WEIGHT_FILL - Weight Filled (kg, lb)
Note on C13: ASSET_NO: Synergen Asset ID given at time of hierarchy structure if migrated. Synergen generated if Asset data entered manually.
Note on D13: TAGGED: Contractors are to answer "YES" or "NO" to the question: Does the Asset have a name plate? Note: Name plates are helpful to retrieve Asset Specification Information.
Note on E13: TAG ID: Fill each cell with the unique Euipment Identifier number of the asset. E.g LDB-Y793 or S-C580 or SF-G581.MTR or XFMR-Y701 Smart numbered Tag_ID using City of Winnipeg standard format.
Note on F13: PLANT: This is a constant: Fill each cell with 01 for all assets
Note on G13: ASSET_RECORD_TYPE: For the asset type identified in column B, use validation drop down list to select appropriate Asset Type Record. E = Equipment B = Building A = Virtual (used in Asset Hierarchy Structure)
Note on H13: ASSET_DESC: Asset description should be documented in this format: Plant where Asset is located: NE-; Process building/area where Asset is located: LHW #1; Asset Tag ID: S-Y910; Common name of the asset: Refrigerated Sampler Each element must be separated by a comma and a space Example: NE, LHW #1, S-Y910, Refrigerated Sampler
Note on I13: ASSET_STATUS: Indicate if asset is active or inactive Format: Assets in service = ACTIVE Asset to be retired= INACTIVE
Note on J13: DEPARTMENT: This is a constant: Fill each cell with WWD for all assets
Note on K13: AREA: Use Validation drop down list to select appropriate Area. (Water or Waste)
Note on L13: CRITICALITY: Score Criticality 0-80 1 81-160 2 161-240 3 241-340 4 341-440 5 441-590 6 591-790 7 791-1040 8 1041-1300 9
Note on M13: BREAKER_NO: This may be the same as the Tag ID so Fill in the Tag ID in each cell.
Note on N13: CONTROL_PANEL: Identify the control Panel ID Number (If applicable to the asset
Note on O13: BUILDING: Use the building segment information provided in the guideline to identify building segment. If no appropriate building segment is listed, provide proposed new Building to City of Winnipeg for consideration.
Note on P13: LOCATION: Fill in the physical location of the asset e.g. Gallery XX, Tunnel XX, Basement, Upper Level, Lower Level, Mezzanine, West Wall etc. General location of the Asset. Maximum data length = 30 characters
Note on Q13: ROOM: Chlorine, Pump, Control, Motor etc. Name of room where the Asset is located. Maximum data length = 20 characters

## WW-SYS_FTR
Classification Specification Template
| Asset Type: | SYSTEM, (Oil) Filter
| Asset Type Code: | WW-SYS_FTR
| Asset Data Record | [14 empty] | Specification Data Record
Attribute Description | ASSET_NO - Asset Number | TAGGED - Asset Tag/Name Plate | TAG ID - Tag ID | PLANT - Synergen Plant | ASSET_RECORD_TYPE - Asset Record Type | ASSET_DESC - Asset Description | ASSET_STATUS - Asset Status | DEPARTMENT - Administrative Department | AREA - Administrative Area | CRITICALITY - Asset Criticality Rating | BREAKER_NO - Breaker Number | CONTROL_PANEL - Control Panel ID Number | BUILDING - Building Number | LOCATION - Physical location of Asset | ROOM - Room (location) | MANUFACTURER - Manufacturer | MAKE - Make | MODEL_NO - Model | CAT_NO - Catalog/spec/type number | SERIAL_NO - Serial Number | DATEMFR - Date of Manufacture | TYPE_FTROIL - Oil Filter Type (manufacturer code) | NUMB_FABR - Fabrication Number (manufacturer #) | FRAME_FTR - Filter Frame (manufacturer code) | BOWL_FTR - Filter Bowl (manufacturer code) | SPEED_ROTNBOWL - Bowl Rotation Speed (RPM) | SPEED_ROTNSHFT - Shaft Rotation Speed (RPM) | DIRN_BOWLROTN - Bowl Direction of Rotation (CW, CCW) | DENS_FEEDMAX - Maximum Feed Density (kg/m3) | DENS_SEDIMAX - Maximum Sediment Density (kg/m3) | PRESS_MAX - Rated Maximum Pressure (kPa, psi, bar) | TEMP_MAX - Maximum Rated Temperature (⁰C) | TEMP_MIN - Minimum Rated Temperature (⁰C) | VOL_CAP - Volume Capacity (l, m3) | VOLT - Rated Voltage (V) | AMP - Rated Current (A) | FREQ - Frequency (Hz) | POWER - Rated Power (kW, kVA, kVAR, HP) | HEIGHT - Height (mm, in) | WIDTH - Width (mm, in) | DEPTH - Depth (mm, in) | WEIGHT - Weight (kg, lb) | WEIGHT_FILL - Weight Filled (kg, lb)
Note on C13: ASSET_NO: Synergen Asset ID given at time of hierarchy structure if migrated. Synergen generated if Asset data entered manually.
Note on D13: TAGGED: Contractors are to answer "YES" or "NO" to the question: Does the Asset have a name plate? Note: Name plates are helpful to retrieve Asset Specification Information.
Note on E13: TAG ID: Fill each cell with the unique Euipment Identifier number of the asset. E.g LDB-Y793 or S-C580 or SF-G581.MTR or XFMR-Y701 Smart numbered Tag_ID using City of Winnipeg standard format.
Note on F13: PLANT: This is a constant: Fill each cell with 01 for all assets
Note on G13: ASSET_RECORD_TYPE: For the asset type identified in column B, use validation drop down list to select appropriate Asset Type Record. E = Equipment B = Building A = Virtual (used in Asset Hierarchy Structure)
Note on H13: ASSET_DESC: Asset description should be documented in this format: Plant where Asset is located: NE-; Process building/area where Asset is located: LHW #1; Asset Tag ID: S-Y910; Common name of the asset: Refrigerated Sampler Each element must be separated by a comma and a space Example: NE, LHW #1, S-Y910, Refrigerated Sampler
Note on I13: ASSET_STATUS: Indicate if asset is active or inactive Format: Assets in service = ACTIVE Asset to be retired= INACTIVE
Note on J13: DEPARTMENT: This is a constant: Fill each cell with WWD for all assets
Note on K13: AREA: Use Validation drop down list to select appropriate Area. (Water or Waste)
Note on L13: CRITICALITY: Score Criticality 0-80 1 81-160 2 161-240 3 241-340 4 341-440 5 441-590 6 591-790 7 791-1040 8 1041-1300 9
Note on M13: BREAKER_NO: This may be the same as the Tag ID so Fill in the Tag ID in each cell.
Note on N13: CONTROL_PANEL: Identify the control Panel ID Number (If applicable to the asset
Note on O13: BUILDING: Use the building segment information provided in the guideline to identify building segment. If no appropriate building segment is listed, provide proposed new Building to City of Winnipeg for consideration.
Note on P13: LOCATION: Fill in the physical location of the asset e.g. Gallery XX, Tunnel XX, Basement, Upper Level, Lower Level, Mezzanine, West Wall etc. General location of the Asset. Maximum data length = 30 characters
Note on Q13: ROOM: Chlorine, Pump, Control, Motor etc. Name of room where the Asset is located. Maximum data length = 20 characters

## WW-FIL_AIR
Classification Specification Template
| Asset Type: | FILTER, Air
| Asset Type Code: | WW-FIL_AIR
| Asset Data Record | [14 empty] | Specification Data Record
Attribute Description | ASSET_NO - Asset Number | TAGGED - Asset Tag/Name Plate | TAG ID - Tag ID | PLANT - Synergen Plant | ASSET_RECORD_TYPE - Asset Record Type | ASSET_DESC - Asset Description | ASSET_STATUS - Asset Status | DEPARTMENT - Administrative Department | AREA - Administrative Area | CRITICALITY - Asset Criticality Rating | BREAKER_NO - Breaker Number | CONTROL_PANEL - Control Panel ID Number | BUILDING - Building Number | LOCATION - Physical location of Asset | ROOM - Room (location) | MANUFACTURER - Manufacturer | MAKE - Make | MODEL_NO - Model | CAT_NO - Catalog/spec/type number | SERIAL_NO - Serial Number | DATEMFR - Date of Manufacture | TYPE_FTROIL - Oil Filter Type (manufacturer code) | NUMB_FABR - Fabrication Number (manufacturer #) | FRAME_FTR - Filter Frame (manufacturer code) | BOWL_FTR - Filter Bowl (manufacturer code) | SPEED_ROTNBOWL - Bowl Rotation Speed (RPM) | SPEED_ROTNSHFT - Shaft Rotation Speed (RPM) | DIRN_BOWLROTN - Bowl Direction of Rotation (CW, CCW) | DENS_FEEDMAX - Maximum Feed Density (kg/m3) | DENS_SEDIMAX - Maximum Sediment Density (kg/m3) | PRESS_MAX - Rated Maximum Pressure (kPa, psi, bar) | TEMP_MAX - Maximum Rated Temperature (⁰C) | TEMP_MIN - Minimum Rated Temperature (⁰C) | VOL_CAP - Volume Capacity (l, m3) | VOLT - Rated Voltage (V) | AMP - Rated Current (A) | FREQ - Frequency (Hz) | POWER - Rated Power (kW, kVA, kVAR, HP) | HEIGHT - Height (mm, in) | WIDTH - Width (mm, in) | DEPTH - Depth (mm, in) | WEIGHT - Weight (kg, lb) | WEIGHT_FILL - Weight Filled (kg, lb)
Note on C13: ASSET_NO: Synergen Asset ID given at time of hierarchy structure if migrated. Synergen generated if Asset data entered manually.
Note on D13: TAGGED: Contractors are to answer "YES" or "NO" to the question: Does the Asset have a name plate? Note: Name plates are helpful to retrieve Asset Specification Information.
Note on E13: TAG ID: Fill each cell with the unique Euipment Identifier number of the asset. E.g LDB-Y793 or S-C580 or SF-G581.MTR or XFMR-Y701 Smart numbered Tag_ID using City of Winnipeg standard format.
Note on F13: PLANT: This is a constant: Fill each cell with 01 for all assets
Note on G13: ASSET_RECORD_TYPE: For the asset type identified in column B, use validation drop down list to select appropriate Asset Type Record. E = Equipment B = Building A = Virtual (used in Asset Hierarchy Structure)
Note on H13: ASSET_DESC: Asset description should be documented in this format: Plant where Asset is located: NE-; Process building/area where Asset is located: LHW #1; Asset Tag ID: S-Y910; Common name of the asset: Refrigerated Sampler Each element must be separated by a comma and a space Example: NE, LHW #1, S-Y910, Refrigerated Sampler
Note on I13: ASSET_STATUS: Indicate if asset is active or inactive Format: Assets in service = ACTIVE Asset to be retired= INACTIVE
Note on J13: DEPARTMENT: This is a constant: Fill each cell with WWD for all assets
Note on K13: AREA: Use Validation drop down list to select appropriate Area. (Water or Waste)
Note on L13: CRITICALITY: Score Criticality 0-80 1 81-160 2 161-240 3 241-340 4 341-440 5 441-590 6 591-790 7 791-1040 8 1041-1300 9
Note on M13: BREAKER_NO: This may be the same as the Tag ID so Fill in the Tag ID in each cell.
Note on N13: CONTROL_PANEL: Identify the control Panel ID Number (If applicable to the asset
Note on O13: BUILDING: Use the building segment information provided in the guideline to identify building segment. If no appropriate building segment is listed, provide proposed new Building to City of Winnipeg for consideration.
Note on P13: LOCATION: Fill in the physical location of the asset e.g. Gallery XX, Tunnel XX, Basement, Upper Level, Lower Level, Mezzanine, West Wall etc. General location of the Asset. Maximum data length = 30 characters
Note on Q13: ROOM: Chlorine, Pump, Control, Motor etc. Name of room where the Asset is located. Maximum data length = 20 characters

## WW-FIL_CA
Classification Specification Template
| Asset Type: | FILTER, Compressed Air
| Asset Type Code: | WW-FIL_CA
| Asset Data Record | [14 empty] | Specification Data Record
Attribute Description | ASSET_NO - Asset Number | TAGGED - Asset Tag/Name Plate | TAG ID - Tag ID | PLANT - Synergen Plant | ASSET_RECORD_TYPE - Asset Record Type | ASSET_DESC - Asset Description | ASSET_STATUS - Asset Status | DEPARTMENT - Administrative Department | AREA - Administrative Area | CRITICALITY - Asset Criticality Rating | BREAKER_NO - Breaker Number | CONTROL_PANEL - Control Panel ID Number | BUILDING - Building Number | LOCATION - Physical location of Asset | ROOM - Room (location) | MANUFACTURER - Manufacturer | MAKE - Make | MODEL_NO - Model | CAT_NO - Catalog/spec/type number | SERIAL_NO - Serial Number | DATEMFR - Date of Manufacture | TYPE_FTROIL - Oil Filter Type (manufacturer code) | NUMB_FABR - Fabrication Number (manufacturer #) | FRAME_FTR - Filter Frame (manufacturer code) | BOWL_FTR - Filter Bowl (manufacturer code) | SPEED_ROTNBOWL - Bowl Rotation Speed (RPM) | SPEED_ROTNSHFT - Shaft Rotation Speed (RPM) | DIRN_BOWLROTN - Bowl Direction of Rotation (CW, CCW) | DENS_FEEDMAX - Maximum Feed Density (kg/m3) | DENS_SEDIMAX - Maximum Sediment Density (kg/m3) | PRESS_MAX - Rated Maximum Pressure (kPa, psi, bar) | TEMP_MAX - Maximum Rated Temperature (⁰C) | TEMP_MIN - Minimum Rated Temperature (⁰C) | VOL_CAP - Volume Capacity (l, m3) | VOLT - Rated Voltage (V) | AMP - Rated Current (A) | FREQ - Frequency (Hz) | POWER - Rated Power (kW, kVA, kVAR, HP) | HEIGHT - Height (mm, in) | WIDTH - Width (mm, in) | DEPTH - Depth (mm, in) | WEIGHT - Weight (kg, lb) | WEIGHT_FILL - Weight Filled (kg, lb)
Note on C13: ASSET_NO: Synergen Asset ID given at time of hierarchy structure if migrated. Synergen generated if Asset data entered manually.
Note on D13: TAGGED: Contractors are to answer "YES" or "NO" to the question: Does the Asset have a name plate? Note: Name plates are helpful to retrieve Asset Specification Information.
Note on E13: TAG ID: Fill each cell with the unique Euipment Identifier number of the asset. E.g LDB-Y793 or S-C580 or SF-G581.MTR or XFMR-Y701 Smart numbered Tag_ID using City of Winnipeg standard format.
Note on F13: PLANT: This is a constant: Fill each cell with 01 for all assets
Note on G13: ASSET_RECORD_TYPE: For the asset type identified in column B, use validation drop down list to select appropriate Asset Type Record. E = Equipment B = Building A = Virtual (used in Asset Hierarchy Structure)
Note on H13: ASSET_DESC: Asset description should be documented in this format: Plant where Asset is located: NE-; Process building/area where Asset is located: LHW #1; Asset Tag ID: S-Y910; Common name of the asset: Refrigerated Sampler Each element must be separated by a comma and a space Example: NE, LHW #1, S-Y910, Refrigerated Sampler
Note on I13: ASSET_STATUS: Indicate if asset is active or inactive Format: Assets in service = ACTIVE Asset to be retired= INACTIVE
Note on J13: DEPARTMENT: This is a constant: Fill each cell with WWD for all assets
Note on K13: AREA: Use Validation drop down list to select appropriate Area. (Water or Waste)
Note on L13: CRITICALITY: Score Criticality 0-80 1 81-160 2 161-240 3 241-340 4 341-440 5 441-590 6 591-790 7 791-1040 8 1041-1300 9
Note on M13: BREAKER_NO: This may be the same as the Tag ID so Fill in the Tag ID in each cell.
Note on N13: CONTROL_PANEL: Identify the control Panel ID Number (If applicable to the asset
Note on O13: BUILDING: Use the building segment information provided in the guideline to identify building segment. If no appropriate building segment is listed, provide proposed new Building to City of Winnipeg for consideration.
Note on P13: LOCATION: Fill in the physical location of the asset e.g. Gallery XX, Tunnel XX, Basement, Upper Level, Lower Level, Mezzanine, West Wall etc. General location of the Asset. Maximum data length = 30 characters
Note on Q13: ROOM: Chlorine, Pump, Control, Motor etc. Name of room where the Asset is located. Maximum data length = 20 characters

## WW-SYS_PWF
Classification Specification Template
| Asset Type: | FILTER, Potable Water Filter
| Asset Type Code: | WW-SYS_PWF
| Asset Data Record | [14 empty] | Specification Data Record
Attribute Description | ASSET_NO - Asset Number | TAGGED - Asset Tag/Name Plate | TAG ID - Tag ID | PLANT - Synergen Plant | ASSET_RECORD_TYPE - Asset Record Type | ASSET_DESC - Asset Description | ASSET_STATUS - Asset Status | DEPARTMENT - Administrative Department | AREA - Administrative Area | CRITICALITY - Asset Criticality Rating | BREAKER_NO - Breaker Number | CONTROL_PANEL - Control Panel ID Number | BUILDING - Building Number | LOCATION - Physical location of Asset | ROOM - Room (location) | MANUFACTURER - Manufacturer | MAKE - Make | MODEL_NO - Model | CAT_NO - Catalog/spec/type number | SERIAL_NO - Serial Number | DATEMFR - Date of Manufacture | TYPE_FTROIL - Oil Filter Type (manufacturer code) | NUMB_FABR - Fabrication Number (manufacturer #) | FRAME_FTR - Filter Frame (manufacturer code) | BOWL_FTR - Filter Bowl (manufacturer code) | SPEED_ROTNBOWL - Bowl Rotation Speed (RPM) | SPEED_ROTNSHFT - Shaft Rotation Speed (RPM) | DIRN_BOWLROTN - Bowl Direction of Rotation (CW, CCW) | DENS_FEEDMAX - Maximum Feed Density (kg/m3) | DENS_SEDIMAX - Maximum Sediment Density (kg/m3) | PRESS_MAX - Rated Maximum Pressure (kPa, psi, bar) | TEMP_MAX - Maximum Rated Temperature (⁰C) | TEMP_MIN - Minimum Rated Temperature (⁰C) | VOL_CAP - Volume Capacity (l, m3) | VOLT - Rated Voltage (V) | AMP - Rated Current (A) | FREQ - Frequency (Hz) | POWER - Rated Power (kW, kVA, kVAR, HP) | HEIGHT - Height (mm, in) | WIDTH - Width (mm, in) | DEPTH - Depth (mm, in) | WEIGHT - Weight (kg, lb) | WEIGHT_FILL - Weight Filled (kg, lb)
Note on C13: ASSET_NO: Synergen Asset ID given at time of hierarchy structure if migrated. Synergen generated if Asset data entered manually.
Note on D13: TAGGED: Contractors are to answer "YES" or "NO" to the question: Does the Asset have a name plate? Note: Name plates are helpful to retrieve Asset Specification Information.
Note on E13: TAG ID: Fill each cell with the unique Euipment Identifier number of the asset. E.g LDB-Y793 or S-C580 or SF-G581.MTR or XFMR-Y701 Smart numbered Tag_ID using City of Winnipeg standard format.
Note on F13: PLANT: This is a constant: Fill each cell with 01 for all assets
Note on G13: ASSET_RECORD_TYPE: For the asset type identified in column B, use validation drop down list to select appropriate Asset Type Record. E = Equipment B = Building A = Virtual (used in Asset Hierarchy Structure)
Note on H13: ASSET_DESC: Asset description should be documented in this format: Plant where Asset is located: NE-; Process building/area where Asset is located: LHW #1; Asset Tag ID: S-Y910; Common name of the asset: Refrigerated Sampler Each element must be separated by a comma and a space Example: NE, LHW #1, S-Y910, Refrigerated Sampler
Note on I13: ASSET_STATUS: Indicate if asset is active or inactive Format: Assets in service = ACTIVE Asset to be retired= INACTIVE
Note on J13: DEPARTMENT: This is a constant: Fill each cell with WWD for all assets
Note on K13: AREA: Use Validation drop down list to select appropriate Area. (Water or Waste)
Note on L13: CRITICALITY: Score Criticality 0-80 1 81-160 2 161-240 3 241-340 4 341-440 5 441-590 6 591-790 7 791-1040 8 1041-1300 9
Note on M13: BREAKER_NO: This may be the same as the Tag ID so Fill in the Tag ID in each cell.
Note on N13: CONTROL_PANEL: Identify the control Panel ID Number (If applicable to the asset
Note on O13: BUILDING: Use the building segment information provided in the guideline to identify building segment. If no appropriate building segment is listed, provide proposed new Building to City of Winnipeg for consideration.
Note on P13: LOCATION: Fill in the physical location of the asset e.g. Gallery XX, Tunnel XX, Basement, Upper Level, Lower Level, Mezzanine, West Wall etc. General location of the Asset. Maximum data length = 30 characters
Note on Q13: ROOM: Chlorine, Pump, Control, Motor etc. Name of room where the Asset is located. Maximum data length = 20 characters

## WW-EXTR_FI
Classification Specification Template
| Asset Type: | EXTINGUISHER, Fire
| Asset Type Code: | WW-EXTR_FI
| Asset Data Record | [14 empty] | Specification Data Record
Attribute Description | ASSET_NO - Asset Number | TAGGED - Asset Tag/Name Plate | TAG ID - Tag ID | PLANT - Synergen Plant | ASSET_RECORD_TYPE - Asset Record Type | ASSET_DESC - Asset Description | ASSET_STATUS - Asset Status | DEPARTMENT - Administrative Department | AREA - Administrative Area | CRITICALITY - Asset Criticality Rating | BREAKER_NO - Breaker Number | CONTROL_PANEL - Control Panel ID Number | BUILDING - Building Number | LOCATION - Physical location of Asset | ROOM - Room (location) | MANUFACTURER - Manufacturer | MAKE - Make | MODEL_NO - Model | CAT_NO - Catalog/spec/type number | SERIAL_NO - Serial Number | DATEMFR - Date of Manufacture | CLASS_FI - Fire Class (A,B,C,D,F,K) | PORTABLE - Portable (Y/N) | PRESS_EXTRFI - Pressurized Fire Extinguisher (Y/N - hand pump) | REFILL - Refillable (Y/N) | MEDIA_EXTGSHR - Extinguishing Agent (water, wet/dry chem, foam, CO2) | SHAPE_NOZL - Nozzle Shape (conical, cylindrical) | DIAM_NOZL - Nozzle Diameter (mm, in) | LENGTH_NOZL - Nozzle Length (mm, in) | TIME_DISCH - Discharge Time (sec) | RANG_DISCH - Discharge Range (m, ft) | TEMP_MAX - Maximum Rated Temperature (⁰C) | TEMP_MIN - Minimum Rated Temperature (⁰C) | PRESS_MAX - Rated Maximum Pressure (kPa, psi, bar) | PRESS_TEST - Test Pressure (kPa, psi, bar) | INTVL_TESTPRESS - Pressure Test Interval (yrs) | MATL_CYL - Cylinder Material (carbon/stainless steel, aluminum) | FINISH_CYL - Cylinder Finish (thermoplastic red, chrome plated) | MATL_VALV - Valve Material (carbon/stainless steel, aluminum, brass) | FINISH_VALV - Valve Finish (nickel plated, electro-polished, mechanical polish) | FINISH_HANDLE - Handle Finish (stainless steel, chrome plated) | CERTIF - Certification (CSA, UL, FM, Class, Div, Grp, Haz/Non-Haz) | MOUNT_EXTRFI - Extinguisher Mounting (floor, wall bracket, cabinet, vehicle, cart) | HEIGHT - Height (mm, in) | DIAM - Diameter (mm, in) | WEIGHT - Weight (kg, lb) | WEIGHT_FILL - Weight Filled (kg, lb)
Note on C13: ASSET_NO: Synergen Asset ID given at time of hierarchy structure if migrated. Synergen generated if Asset data entered manually.
Note on D13: TAGGED: Contractors are to answer "YES" or "NO" to the question: Does the Asset have a name plate? Note: Name plates are helpful to retrieve Asset Specification Information.
Note on E13: TAG ID: Fill each cell with the unique Euipment Identifier number of the asset. E.g LDB-Y793 or S-C580 or SF-G581.MTR or XFMR-Y701 Smart numbered Tag_ID using City of Winnipeg standard format.
Note on F13: PLANT: This is a constant: Fill each cell with 01 for all assets
Note on G13: ASSET_RECORD_TYPE: For the asset type identified in column B, use validation drop down list to select appropriate Asset Type Record. E = Equipment B = Building A = Virtual (used in Asset Hierarchy Structure)
Note on H13: ASSET_DESC: Asset description should be documented in this format: Plant where Asset is located: NE-; Process building/area where Asset is located: LHW #1; Asset Tag ID: S-Y910; Common name of the asset: Refrigerated Sampler Each element must be separated by a comma and a space Example: NE, LHW #1, S-Y910, Refrigerated Sampler
Note on I13: ASSET_STATUS: Indicate if asset is active or inactive Format: Assets in service = ACTIVE Asset to be retired= INACTIVE
Note on J13: DEPARTMENT: This is a constant: Fill each cell with WWD for all assets
Note on K13: AREA: Use Validation drop down list to select appropriate Area. (Water or Waste)
Note on L13: CRITICALITY: Score Criticality 0-80 1 81-160 2 161-240 3 241-340 4 341-440 5 441-590 6 591-790 7 791-1040 8 1041-1300 9
Note on M13: BREAKER_NO: This may be the same as the Tag ID so Fill in the Tag ID in each cell.
Note on N13: CONTROL_PANEL: Identify the control Panel ID Number (If applicable to the asset
Note on O13: BUILDING: Use the building segment information provided in the guideline to identify building segment. If no appropriate building segment is listed, provide proposed new Building to City of Winnipeg for consideration.
Note on P13: LOCATION: Fill in the physical location of the asset e.g. Gallery XX, Tunnel XX, Basement, Upper Level, Lower Level, Mezzanine, West Wall etc. General location of the Asset. Maximum data length = 30 characters
Note on Q13: ROOM: Chlorine, Pump, Control, Motor etc. Name of room where the Asset is located. Maximum data length = 20 characters

## WW-HTR_ED
Classification Specification Template
| Asset Type: | HEATER, Electric Duct
| Asset Type Code: | WW-HTR_ED
| Asset Data Record | [14 empty] | Specification Data Record
Attribute Description | ASSET_NO - Asset Number | TAGGED - Asset Tag/Name Plate | TAG ID - Tag ID | PLANT - Synergen Plant | ASSET_RECORD_TYPE - Asset Record Type | ASSET_DESC - Asset Description | ASSET_STATUS - Asset Status | DEPARTMENT - Administrative Department | AREA - Administrative Area | CRITICALITY - Asset Criticality Rating | BREAKER_NO - Breaker Number | CONTROL_PANEL - Control Panel ID Number | BUILDING - Building Number | LOCATION - Physical location of Asset | ROOM - Room (location) | MANUFACTURER - Manufacturer | MAKE - Make | MODEL_NO - Model | CAT_NO - Catalog/spec/type number | SERIAL_NO - Serial Number | DATEMFR - Date of Manufacture | TYPE_FACU - Fire Alarm Control Unit Type (programmable, fixed logic) | DATA_LOG - Data Logging (Y/N) | NUMB_EVNTLOG - Maximum Number of Event Entries Logged (max #) | TYPE_DISP - Type of Control Panel Display or User Interface (LCD, LED, touchscreen) | VOICE_ECOMM - Emergency Voice Communication (Y/N) | AUX_FUNCALMFI - Auxiliary Functions (Supression Activation, HVAC S/D, elevator recall) | TYPE_DETRFI - Fire Detector Types Supported (heat, smoke, flame) | TYPE_ACTIV - Activation Types (detector automatic, manual pull station) | NUMB_DETDEV - Maximum Number of Detection Devices (#) | ADDR_DETRBASE - Addressible Detector Base (Y/N) | HEAD_REMV - Fixed Base, Removable Head (Y/N) | VOLT - Rated Voltage (V) | AMP - Rated Current (A) | FREQ - Frequency (Hz) | POWER_CONS - Power Consumption (W) | BATT_BKUP - Battery Backup (Y/N) | TYPE_BATT - Battery Type (Li-ion, lead-acid) | IND_BATTLOW - Battery Low Indication (visible, audible) | LIFE_BATT - Battery Life (hrs) | TEMP_MAX - Maximum Rated Temperature (⁰C) | TEMP_MIN - Minimum Rated Temperature (⁰C) | RANG_HUMID - Humidity Range (% RH, non-condensing) | TYPE_INTRFCE - Interface Type (network, USB, TCP/IP, alarm/status relays) | ALRM_AUDBLE - Audible Alarm (Y/N) | LEVEL_AUDBLEALRM - Audible Alarm Level (dB) | ALRM_VISBLE - Visible Alarm (Y/N) | TYPE_VISBLEALRM - Visible Alarm Type (strobe) | NUMB_ALRMRELAY - Number of Alarm Relays (#) | RATG_CONT - Contact Rating (A @ V) | TYPE_CONT - Contact Type (SPST, SPDT, DPST, DPDT) | MATL_ENCL - Enclosure Material (stainless steel, aluminum, plastic) | FINISH_ENCL - Enclosure Finish (stainless steel, painted, powder coated, anodized) | ENCL_PROT - Enclosure Protection Code (NEMA/IP rating) | CERTIF - Certification (CSA, UL, FM, Class, Div, Grp, Haz/Non-Haz) | MOUNT_DETR - Detector Mounting (wall/ceiling bracket, duct, pole) | HEIGHT - Height (mm, in) | WIDTH - Width (mm, in) | DEPTH - Depth (mm, in) | WEIGHT - Weight (kg, lb)
Note on C13: ASSET_NO: Synergen Asset ID given at time of hierarchy structure if migrated. Synergen generated if Asset data entered manually.
Note on D13: TAGGED: Contractors are to answer "YES" or "NO" to the question: Does the Asset have a name plate? Note: Name plates are helpful to retrieve Asset Specification Information.
Note on E13: TAG ID: Fill each cell with the unique Euipment Identifier number of the asset. E.g LDB-Y793 or S-C580 or SF-G581.MTR or XFMR-Y701 Smart numbered Tag_ID using City of Winnipeg standard format.
Note on F13: PLANT: This is a constant: Fill each cell with 01 for all assets
Note on G13: ASSET_RECORD_TYPE: For the asset type identified in column B, use validation drop down list to select appropriate Asset Type Record. E = Equipment B = Building A = Virtual (used in Asset Hierarchy Structure)
Note on H13: ASSET_DESC: Asset description should be documented in this format: Plant where Asset is located: NE-; Process building/area where Asset is located: LHW #1; Asset Tag ID: S-Y910; Common name of the asset: Refrigerated Sampler Each element must be separated by a comma and a space Example: NE, LHW #1, S-Y910, Refrigerated Sampler
Note on I13: ASSET_STATUS: Indicate if asset is active or inactive Format: Assets in service = ACTIVE Asset to be retired= INACTIVE
Note on J13: DEPARTMENT: This is a constant: Fill each cell with WWD for all assets
Note on K13: AREA: Use Validation drop down list to select appropriate Area. (Water or Waste)
Note on L13: CRITICALITY: Score Criticality 0-80 1 81-160 2 161-240 3 241-340 4 341-440 5 441-590 6 591-790 7 791-1040 8 1041-1300 9
Note on M13: BREAKER_NO: This may be the same as the Tag ID so Fill in the Tag ID in each cell.
Note on N13: CONTROL_PANEL: Identify the control Panel ID Number (If applicable to the asset
Note on O13: BUILDING: Use the building segment information provided in the guideline to identify building segment. If no appropriate building segment is listed, provide proposed new Building to City of Winnipeg for consideration.
Note on P13: LOCATION: Fill in the physical location of the asset e.g. Gallery XX, Tunnel XX, Basement, Upper Level, Lower Level, Mezzanine, West Wall etc. General location of the Asset. Maximum data length = 30 characters
Note on Q13: ROOM: Chlorine, Pump, Control, Motor etc. Name of room where the Asset is located. Maximum data length = 20 characters

## WW-HTR_ESP
Classification Specification Template
| Asset Type: | HEATER, Electric Space
| Asset Type Code: | WW-HTR_ESP
| Asset Data Record | [14 empty] | Specification Data Record
Attribute Description | ASSET_NO - Asset Number | TAGGED - Asset Tag/Name Plate | TAG ID - Tag ID | PLANT - Synergen Plant | ASSET_RECORD_TYPE - Asset Record Type | ASSET_DESC - Asset Description | ASSET_STATUS - Asset Status | DEPARTMENT - Administrative Department | AREA - Administrative Area | CRITICALITY - Asset Criticality Rating | BREAKER_NO - Breaker Number | CONTROL_PANEL - Control Panel ID Number | BUILDING - Building Number | LOCATION - Physical location of Asset | ROOM - Room (location) | MANUFACTURER - Manufacturer | MAKE - Make | MODEL_NO - Model | CAT_NO - Catalog/Spec/Type Number | SERIAL_NO - Serial Number | DATEMFR - Date of Manufacture | POWER_ELMNT - Heating Element Rated Power (kW) | TEMP_MAX - Maximum Rated Temperature (⁰C) | POWER - Rated Power (kW, kVA, kVAR, HP) | VOLT - Rated Voltage (V) | FREQ - Frequency (Hz) | PHASE - Number of Phases | AMP - Rated Current (A) | CERTIF - Certification (CSA, UL, FM, Class, Div, Grp, Haz/Non-Haz) | HEIGHT - Height (mm, in) | WIDTH - Width (mm, in) | DEPTH - Depth (mm, in) | WEIGHT - Weight (kg, lb)
Note on C13: ASSET_NO: Synergen Asset ID given at time of hierarchy structure if migrated. Synergen generated if Asset data entered manually.
Note on D13: TAGGED: Contractors are to answer "YES" or "NO" to the question: Does the Asset have a name plate? Note: Name plates are helpful to retrieve Asset Specification Information.
Note on E13: TAG ID: Fill each cell with the unique Euipment Identifier number of the asset. E.g LDB-Y793 or S-C580 or SF-G581.MTR or XFMR-Y701 Smart numbered Tag_ID using City of Winnipeg standard format.
Note on F13: PLANT: This is a constant: Fill each cell with 01 for all assets
Note on G13: ASSET_RECORD_TYPE: For the asset type identified in column B, use validation drop down list to select appropriate Asset Type Record. E = Equipment B = Building A = Virtual (used in Asset Hierarchy Structure)
Note on H13: ASSET_DESC: Asset description should be documented in this format: Plant where Asset is located: NE-; Process building/area where Asset is located: LHW #1; Asset Tag ID: S-Y910; Common name of the asset: Refrigerated Sampler Each element must be separated by a comma and a space Example: NE, LHW #1, S-Y910, Refrigerated Sampler
Note on I13: ASSET_STATUS: Indicate if asset is active or inactive Format: Assets in service = ACTIVE Asset to be retired= INACTIVE
Note on J13: DEPARTMENT: This is a constant: Fill each cell with WWD for all assets
Note on K13: AREA: Use Validation drop down list to select appropriate Area. (Water or Waste)
Note on L13: CRITICALITY: Score Criticality 0-80 1 81-160 2 161-240 3 241-340 4 341-440 5 441-590 6 591-790 7 791-1040 8 1041-1300 9
Note on M13: BREAKER_NO: This may be the same as the Tag ID so Fill in the Tag ID in each cell.
Note on N13: CONTROL_PANEL: Identify the control Panel ID Number (If applicable to the asset
Note on O13: BUILDING: Use the building segment information provided in the guideline to identify building segment. If no appropriate building segment is listed, provide proposed new Building to City of Winnipeg for consideration.
Note on P13: LOCATION: Fill in the physical location of the asset e.g. Gallery XX, Tunnel XX, Basement, Upper Level, Lower Level, Mezzanine, West Wall etc. General location of the Asset. Maximum data length = 30 characters
Note on Q13: ROOM: Chlorine, Pump, Control, Motor etc. Name of room where the Asset is located. Maximum data length = 20 characters

## WW-HTR_EWT
Classification Specification Template
| Asset Type: | HEATER, Electric Water
| Asset Type Code: | WW-HTR_EWT
| Asset Data Record | [14 empty] | Specification Data Record
Attribute Description | ASSET_NO - Asset Number | TAGGED - Asset Tag/Name Plate | TAG ID - Tag ID | PLANT - Synergen Plant | ASSET_RECORD_TYPE - Asset Record Type | ASSET_DESC - Asset Description | ASSET_STATUS - Asset Status | DEPARTMENT - Administrative Department | AREA - Administrative Area | CRITICALITY - Asset Criticality Rating | BREAKER_NO - Breaker Number | CONTROL_PANEL - Control Panel ID Number | BUILDING - Building Number | LOCATION - Physical location of Asset | ROOM - Room (location) | MANUFACTURER - Manufacturer | MAKE - Make | MODEL_NO - Model | CAT_NO - Catalog/Spec/Type Number | SERIAL_NO - Serial Number | DATEMFR - Date of Manufacture | FLUID_PROC - Process Fluid (fresh water, influent, grey, black, mixed liquor, sludge, effluent) | VOL_FLUID - Fluid Volume (l, m3) | CTRL_TEMP - Temperature Controller (none, on/off, modulating) | SIGNL_TEMPCTRL - Temperature Control Signal (mA, V, network, local) | TEMP_MAX - Maximum Rated Temperature (⁰C) | PRESS_TEST - Test Pressure (kPa, psi, bar) | PRESS_RANG - Operating Pressure Range (kPa, psi, bar) | POWER_ELMNT - Heating Element Rated Power (kW) | POWER - Rated Power (kW, kVA, kVAR, HP) | VOLT - Rated Voltage (V) | FREQ - Frequency (Hz) | PHASE - Number of Phases | AMP - Rated Current (A) | MATL_BODY - Body Construction Material (steel, stainless steel, copper, brass, cast iron) | CERTIF - Certification (CSA, UL, FM, Class, Div, Grp, Haz/Non-Haz) | HEIGHT - Height (mm, in) | DIAM - Diameter (mm, in) | WEIGHT - Weight (kg, lb) | WEIGHT_FILL - Weight Filled (kg, lb)
Note on C13: ASSET_NO: Synergen Asset ID given at time of hierarchy structure if migrated. Synergen generated if Asset data entered manually.
Note on D13: TAGGED: Contractors are to answer "YES" or "NO" to the question: Does the Asset have a name plate? Note: Name plates are helpful to retrieve Asset Specification Information.
Note on E13: TAG ID: Fill each cell with the unique Euipment Identifier number of the asset. E.g LDB-Y793 or S-C580 or SF-G581.MTR or XFMR-Y701 Smart numbered Tag_ID using City of Winnipeg standard format.
Note on F13: PLANT: This is a constant: Fill each cell with 01 for all assets
Note on G13: ASSET_RECORD_TYPE: For the asset type identified in column B, use validation drop down list to select appropriate Asset Type Record. E = Equipment B = Building A = Virtual (used in Asset Hierarchy Structure)
Note on H13: ASSET_DESC: Asset description should be documented in this format: Plant where Asset is located: NE-; Process building/area where Asset is located: LHW #1; Asset Tag ID: S-Y910; Common name of the asset: Refrigerated Sampler Each element must be separated by a comma and a space Example: NE, LHW #1, S-Y910, Refrigerated Sampler
Note on I13: ASSET_STATUS: Indicate if asset is active or inactive Format: Assets in service = ACTIVE Asset to be retired= INACTIVE
Note on J13: DEPARTMENT: This is a constant: Fill each cell with WWD for all assets
Note on K13: AREA: Use Validation drop down list to select appropriate Area. (Water or Waste)
Note on L13: CRITICALITY: Score Criticality 0-80 1 81-160 2 161-240 3 241-340 4 341-440 5 441-590 6 591-790 7 791-1040 8 1041-1300 9
Note on M13: BREAKER_NO: This may be the same as the Tag ID so Fill in the Tag ID in each cell.
Note on N13: CONTROL_PANEL: Identify the control Panel ID Number (If applicable to the asset
Note on O13: BUILDING: Use the building segment information provided in the guideline to identify building segment. If no appropriate building segment is listed, provide proposed new Building to City of Winnipeg for consideration.
Note on P13: LOCATION: Fill in the physical location of the asset e.g. Gallery XX, Tunnel XX, Basement, Upper Level, Lower Level, Mezzanine, West Wall etc. General location of the Asset. Maximum data length = 30 characters
Note on Q13: ROOM: Chlorine, Pump, Control, Motor etc. Name of room where the Asset is located. Maximum data length = 20 characters

## WW-HTR_GLY
Classification Specification Template
| Asset Type: | HEATER, Glycol
| Asset Type Code: | WW-HTR_GLY
| Asset Data Record | [14 empty] | Specification Data Record
Attribute Description | ASSET_NO - Asset Number | TAGGED - Asset Tag/Name Plate | TAG ID - Tag ID | PLANT - Synergen Plant | ASSET_RECORD_TYPE - Asset Record Type | ASSET_DESC - Asset Description | ASSET_STATUS - Asset Status | DEPARTMENT - Administrative Department | AREA - Administrative Area | CRITICALITY - Asset Criticality Rating | BREAKER_NO - Breaker Number | CONTROL_PANEL - Control Panel ID Number | BUILDING - Building Number | LOCATION - Physical location of Asset | ROOM - Room (location) | MANUFACTURER - Manufacturer | MAKE - Make | MODEL_NO - Model | CAT_NO - Catalog/spec/type number | SERIAL_NO - Serial Number | DATEMFR - Date of Manufacture | HEAT_SOURCE - Heat Source (electric, gas, oil, hot water, steam) | HEAT_CAP - Heating Capacity (kW, kCal, Btu/hr) | FLOW_PRESSMAX - Max Flow Rate @ Pressure (l/min @ kPa, USPGM @ psi) | TEMP_RISE - Rated Temperature Rise (⁰C) | TEMP_DISCHMAX - Rated Maximum Discharge Temperature (⁰C) | POWER_PUMPCIRC - Circulation Pump Rated Power (kW, kVA, kVAR, HP) | CTRL_TEMP - Temperature Controller (none, on/off, modulating) | SIGNL_TEMPCTRL - Temperature Control Signal (mA, V, network, local) | CTRL_FLOW - Flow Controller (none, on/off, modulating) | SIGNL_FLOWCTRL - Flow Control Signal (mA, V, network, local) | NUMB_ALRMRELAY - Number of Alarm Relays (#) | RATG_CONT - Contact Rating (A @ V) | TYPE_CONT - Contact Type (SPST, SPDT, DPST, DPDT) | VOL_TANKGLYC - Glycol Tank Volume (litres, USG) | MATL_HTTUBE - Heat Transfer Tubing Material (copper, aluminum) | MATL_BODY - Body Construction Material (steel, stainless steel, copper, brass, cast iron) | FUEL_CONS - Fuel Consumption (non-electric, litres/hr) | PRESS_STEAMMAX - Steam Rated Maximum Pressure (kPa, psi) | VOLT - Rated Voltage (V) | PHASE - Number of Phases | AMP - Rated Current (A) | FREQ - Frequency (Hz) | POWER - Rated Power (kW, kVA, kVAR, HP) | ENCL_PROT - Enclosure Protection Code (NEMA/IP rating) | CERTIF - Certification (CSA, UL, FM, Class, Div, Grp, Haz/Non-Haz) | HEIGHT - Height (mm, in) | WIDTH - Width (mm, in) | LENGTH - Length (mm, in) | WEIGHT - Weight (kg, lb) | WEIGHT_FILL - Weight Filled (kg, lb)
Note on C13: ASSET_NO: Synergen Asset ID given at time of hierarchy structure if migrated. Synergen generated if Asset data entered manually.
Note on D13: TAGGED: Contractors are to answer "YES" or "NO" to the question: Does the Asset have a name plate? Note: Name plates are helpful to retrieve Asset Specification Information.
Note on E13: TAG ID: Fill each cell with the unique Euipment Identifier number of the asset. E.g LDB-Y793 or S-C580 or SF-G581.MTR or XFMR-Y701 Smart numbered Tag_ID using City of Winnipeg standard format.
Note on F13: PLANT: This is a constant: Fill each cell with 01 for all assets
Note on G13: ASSET_RECORD_TYPE: For the asset type identified in column B, use validation drop down list to select appropriate Asset Type Record. E = Equipment B = Building A = Virtual (used in Asset Hierarchy Structure)
Note on H13: ASSET_DESC: Asset description should be documented in this format: Plant where Asset is located: NE-; Process building/area where Asset is located: LHW #1; Asset Tag ID: S-Y910; Common name of the asset: Refrigerated Sampler Each element must be separated by a comma and a space Example: NE, LHW #1, S-Y910, Refrigerated Sampler
Note on I13: ASSET_STATUS: Indicate if asset is active or inactive Format: Assets in service = ACTIVE Asset to be retired= INACTIVE
Note on J13: DEPARTMENT: This is a constant: Fill each cell with WWD for all assets
Note on K13: AREA: Use Validation drop down list to select appropriate Area. (Water or Waste)
Note on L13: CRITICALITY: Score Criticality 0-80 1 81-160 2 161-240 3 241-340 4 341-440 5 441-590 6 591-790 7 791-1040 8 1041-1300 9
Note on M13: BREAKER_NO: This may be the same as the Tag ID so Fill in the Tag ID in each cell.
Note on N13: CONTROL_PANEL: Identify the control Panel ID Number (If applicable to the asset
Note on O13: BUILDING: Use the building segment information provided in the guideline to identify building segment. If no appropriate building segment is listed, provide proposed new Building to City of Winnipeg for consideration.
Note on P13: LOCATION: Fill in the physical location of the asset e.g. Gallery XX, Tunnel XX, Basement, Upper Level, Lower Level, Mezzanine, West Wall etc. General location of the Asset. Maximum data length = 30 characters
Note on Q13: ROOM: Chlorine, Pump, Control, Motor etc. Name of room where the Asset is located. Maximum data length = 20 characters

## WW-HTR_WTR
Classification Specification Template
| Asset Type: | HEATER, Water
| Asset Type Code: | WW-HTR_WTR
| Asset Data Record | [14 empty] | Specification Data Record
Attribute Description | ASSET_NO - Asset Number | TAGGED - Asset Tag/Name Plate | TAG ID - Tag ID | PLANT - Synergen Plant | ASSET_RECORD_TYPE - Asset Record Type | ASSET_DESC - Asset Description | ASSET_STATUS - Asset Status | DEPARTMENT - Administrative Department | AREA - Administrative Area | CRITICALITY - Asset Criticality Rating | BREAKER_NO - Breaker Number | CONTROL_PANEL - Control Panel ID Number | BUILDING - Building Number | LOCATION - Physical location of Asset | ROOM - Room (location) | MANUFACTURER - Manufacturer | MAKE - Make | MODEL_NO - Model | CAT_NO - Catalog/spec/type number | SERIAL_NO - Serial Number | DATEMFR - Date of Manufacture | TYPE_FTROIL - Oil Filter Type (manufacturer code) | NUMB_FABR - Fabrication Number (manufacturer #) | FRAME_FTR - Filter Frame (manufacturer code) | BOWL_FTR - Filter Bowl (manufacturer code) | SPEED_ROTNBOWL - Bowl Rotation Speed (RPM) | SPEED_ROTNSHFT - Shaft Rotation Speed (RPM) | DIRN_BOWLROTN - Bowl Direction of Rotation (CW, CCW) | DENS_FEEDMAX - Maximum Feed Density (kg/m3) | DENS_SEDIMAX - Maximum Sediment Density (kg/m3) | PRESS_MAX - Rated Maximum Pressure (kPa, psi, bar) | TEMP_MAX - Maximum Rated Temperature (⁰C) | TEMP_MIN - Minimum Rated Temperature (⁰C) | VOL_CAP - Volume Capacity (l, m3) | VOLT - Rated Voltage (V) | AMP - Rated Current (A) | FREQ - Frequency (Hz) | POWER - Rated Power (kW, kVA, kVAR, HP) | HEIGHT - Height (mm, in) | WIDTH - Width (mm, in) | DEPTH - Depth (mm, in) | WEIGHT - Weight (kg, lb) | WEIGHT_FILL - Weight Filled (kg, lb)
Note on C13: ASSET_NO: Synergen Asset ID given at time of hierarchy structure if migrated. Synergen generated if Asset data entered manually.
Note on D13: TAGGED: Contractors are to answer "YES" or "NO" to the question: Does the Asset have a name plate? Note: Name plates are helpful to retrieve Asset Specification Information.
Note on E13: TAG ID: Fill each cell with the unique Euipment Identifier number of the asset. E.g LDB-Y793 or S-C580 or SF-G581.MTR or XFMR-Y701 Smart numbered Tag_ID using City of Winnipeg standard format.
Note on F13: PLANT: This is a constant: Fill each cell with 01 for all assets
Note on G13: ASSET_RECORD_TYPE: For the asset type identified in column B, use validation drop down list to select appropriate Asset Type Record. E = Equipment B = Building A = Virtual (used in Asset Hierarchy Structure)
Note on H13: ASSET_DESC: Asset description should be documented in this format: Plant where Asset is located: NE-; Process building/area where Asset is located: LHW #1; Asset Tag ID: S-Y910; Common name of the asset: Refrigerated Sampler Each element must be separated by a comma and a space Example: NE, LHW #1, S-Y910, Refrigerated Sampler
Note on I13: ASSET_STATUS: Indicate if asset is active or inactive Format: Assets in service = ACTIVE Asset to be retired= INACTIVE
Note on J13: DEPARTMENT: This is a constant: Fill each cell with WWD for all assets
Note on K13: AREA: Use Validation drop down list to select appropriate Area. (Water or Waste)
Note on L13: CRITICALITY: Score Criticality 0-80 1 81-160 2 161-240 3 241-340 4 341-440 5 441-590 6 591-790 7 791-1040 8 1041-1300 9
Note on M13: BREAKER_NO: This may be the same as the Tag ID so Fill in the Tag ID in each cell.
Note on N13: CONTROL_PANEL: Identify the control Panel ID Number (If applicable to the asset
Note on O13: BUILDING: Use the building segment information provided in the guideline to identify building segment. If no appropriate building segment is listed, provide proposed new Building to City of Winnipeg for consideration.
Note on P13: LOCATION: Fill in the physical location of the asset e.g. Gallery XX, Tunnel XX, Basement, Upper Level, Lower Level, Mezzanine, West Wall etc. General location of the Asset. Maximum data length = 30 characters
Note on Q13: ROOM: Chlorine, Pump, Control, Motor etc. Name of room where the Asset is located. Maximum data length = 20 characters

## WW-HTR_GA
Classification Specification Template
| Asset Type: | HEATER, Gas Water
| Asset Type Code: | WW-HTR_GA
| Asset Data Record | [14 empty] | Specification Data Record
Attribute Description | ASSET_NO - Asset Number | TAGGED - Asset Tag/Name Plate | TAG ID - Tag ID | PLANT - Synergen Plant | ASSET_RECORD_TYPE - Asset Record Type | ASSET_DESC - Asset Description | ASSET_STATUS - Asset Status | DEPARTMENT - Administrative Department | AREA - Administrative Area | CRITICALITY - Asset Criticality Rating | BREAKER_NO - Breaker Number | CONTROL_PANEL - Control Panel ID Number | BUILDING - Building Number | LOCATION - Physical location of Asset | ROOM - Room (location) | MANUFACTURER - Manufacturer | MAKE - Make | MODEL_NO - Model | CAT_NO - Catalog/spec/type number | SERIAL_NO - Serial Number | DATEMFR - Date of Manufacture | MCU_PLATFM - Main Control Unit Platform (desktop, tower, server) | MCU_SYSOPER - Main Control Unit Operating System (Windows, Windows Server, Linux) | ACCES_CTRLSPEC - Access Control Unit Specification (max # readers, max # doors) | ENTRY_DEV - Door Entry Device Type (swipe, keypad, biometric, key) | EXIT_DEV - Door Exit Device Type (button, bar, motion, swipe, keypad, biometric, key) | LOCK_DEV - Door Locking Device (magnetic, strike, bolt) | LOCK_FAILACT - Door Lock Power Fail Action (fail secure, fail safe, fail open) | DOOR_STSDEV - Door Status Device (mechanical switch, proximity switch) | ACTIVITY_LOG - Usage Logging (Y/N) | VOLT - Rated Voltage (V) | AMP - Rated Current (A) | FREQ - Frequency (Hz) | PHASE - Number of Phases | POWER_CONS - Power Consumption (W) | TEMP_MAX - Maximum Rated Temperature (⁰C) | TEMP_MIN - Minimum Rated Temperature (⁰C) | CERTIF - Certification (CSA, UL, FM, Class, Div, Grp, Haz/Non-Haz) | LENGTH - Length (mm, in) | WIDTH - Width (mm, in) | HEIGHT - Height (mm, in) | WEIGHT - Weight (kg, lb)
Note on C13: ASSET_NO: Synergen Asset ID given at time of hierarchy structure if migrated. Synergen generated if Asset data entered manually.
Note on D13: TAGGED: Contractors are to answer "YES" or "NO" to the question: Does the Asset have a name plate? Note: Name plates are helpful to retrieve Asset Specification Information.
Note on E13: TAG ID: Fill each cell with the unique Euipment Identifier number of the asset. E.g LDB-Y793 or S-C580 or SF-G581.MTR or XFMR-Y701 Smart numbered Tag_ID using City of Winnipeg standard format.
Note on F13: PLANT: This is a constant: Fill each cell with 01 for all assets
Note on G13: ASSET_RECORD_TYPE: For the asset type identified in column B, use validation drop down list to select appropriate Asset Type Record. E = Equipment B = Building A = Virtual (used in Asset Hierarchy Structure)
Note on H13: ASSET_DESC: Asset description should be documented in this format: Plant where Asset is located: NE-; Process building/area where Asset is located: LHW #1; Asset Tag ID: S-Y910; Common name of the asset: Refrigerated Sampler Each element must be separated by a comma and a space Example: NE, LHW #1, S-Y910, Refrigerated Sampler
Note on I13: ASSET_STATUS: Indicate if asset is active or inactive Format: Assets in service = ACTIVE Asset to be retired= INACTIVE
Note on J13: DEPARTMENT: This is a constant: Fill each cell with WWD for all assets
Note on K13: AREA: Use Validation drop down list to select appropriate Area. (Water or Waste)
Note on L13: CRITICALITY: Score Criticality 0-80 1 81-160 2 161-240 3 241-340 4 341-440 5 441-590 6 591-790 7 791-1040 8 1041-1300 9
Note on M13: BREAKER_NO: This may be the same as the Tag ID so Fill in the Tag ID in each cell.
Note on N13: CONTROL_PANEL: Identify the control Panel ID Number (If applicable to the asset
Note on O13: BUILDING: Use the building segment information provided in the guideline to identify building segment. If no appropriate building segment is listed, provide proposed new Building to City of Winnipeg for consideration.
Note on P13: LOCATION: Fill in the physical location of the asset e.g. Gallery XX, Tunnel XX, Basement, Upper Level, Lower Level, Mezzanine, West Wall etc. General location of the Asset. Maximum data length = 30 characters
Note on Q13: ROOM: Chlorine, Pump, Control, Motor etc. Name of room where the Asset is located. Maximum data length = 20 characters

## WW-HTR_EIM
Classification Specification Template
| Asset Type: | HEATER, Electric Immersion
| Asset Type Code: | WW-HTR_EIM
| Asset Data Record | [14 empty] | Specification Data Record
Attribute Description | ASSET_NO - Asset Number | TAGGED - Asset Tag/Name Plate | TAG ID - Tag ID | PLANT - Synergen Plant | ASSET_RECORD_TYPE - Asset Record Type | ASSET_DESC - Asset Description | ASSET_STATUS - Asset Status | DEPARTMENT - Administrative Department | AREA - Administrative Area | CRITICALITY - Asset Criticality Rating | BREAKER_NO - Breaker Number | CONTROL_PANEL - Control Panel ID Number | BUILDING - Building Number | LOCATION - Physical location of Asset | ROOM - Room (location) | MANUFACTURER - Manufacturer | MAKE - Make | MODEL_NO - Model | CAT_NO - Catalog/spec/type number | SERIAL_NO - Serial Number | DATEMFR - Date of Manufacture | TYPE_FTROIL - Oil Filter Type (manufacturer code) | NUMB_FABR - Fabrication Number (manufacturer #) | FRAME_FTR - Filter Frame (manufacturer code) | BOWL_FTR - Filter Bowl (manufacturer code) | SPEED_ROTNBOWL - Bowl Rotation Speed (RPM) | SPEED_ROTNSHFT - Shaft Rotation Speed (RPM) | DIRN_BOWLROTN - Bowl Direction of Rotation (CW, CCW) | DENS_FEEDMAX - Maximum Feed Density (kg/m3) | DENS_SEDIMAX - Maximum Sediment Density (kg/m3) | PRESS_MAX - Rated Maximum Pressure (kPa, psi, bar) | TEMP_MAX - Maximum Rated Temperature (⁰C) | TEMP_MIN - Minimum Rated Temperature (⁰C) | VOL_CAP - Volume Capacity (l, m3) | VOLT - Rated Voltage (V) | AMP - Rated Current (A) | FREQ - Frequency (Hz) | POWER - Rated Power (kW, kVA, kVAR, HP) | HEIGHT - Height (mm, in) | WIDTH - Width (mm, in) | DEPTH - Depth (mm, in) | WEIGHT - Weight (kg, lb) | WEIGHT_FILL - Weight Filled (kg, lb)
Note on C13: ASSET_NO: Synergen Asset ID given at time of hierarchy structure if migrated. Synergen generated if Asset data entered manually.
Note on D13: TAGGED: Contractors are to answer "YES" or "NO" to the question: Does the Asset have a name plate? Note: Name plates are helpful to retrieve Asset Specification Information.
Note on E13: TAG ID: Fill each cell with the unique Euipment Identifier number of the asset. E.g LDB-Y793 or S-C580 or SF-G581.MTR or XFMR-Y701 Smart numbered Tag_ID using City of Winnipeg standard format.
Note on F13: PLANT: This is a constant: Fill each cell with 01 for all assets
Note on G13: ASSET_RECORD_TYPE: For the asset type identified in column B, use validation drop down list to select appropriate Asset Type Record. E = Equipment B = Building A = Virtual (used in Asset Hierarchy Structure)
Note on H13: ASSET_DESC: Asset description should be documented in this format: Plant where Asset is located: NE-; Process building/area where Asset is located: LHW #1; Asset Tag ID: S-Y910; Common name of the asset: Refrigerated Sampler Each element must be separated by a comma and a space Example: NE, LHW #1, S-Y910, Refrigerated Sampler
Note on I13: ASSET_STATUS: Indicate if asset is active or inactive Format: Assets in service = ACTIVE Asset to be retired= INACTIVE
Note on J13: DEPARTMENT: This is a constant: Fill each cell with WWD for all assets
Note on K13: AREA: Use Validation drop down list to select appropriate Area. (Water or Waste)
Note on L13: CRITICALITY: Score Criticality 0-80 1 81-160 2 161-240 3 241-340 4 341-440 5 441-590 6 591-790 7 791-1040 8 1041-1300 9
Note on M13: BREAKER_NO: This may be the same as the Tag ID so Fill in the Tag ID in each cell.
Note on N13: CONTROL_PANEL: Identify the control Panel ID Number (If applicable to the asset
Note on O13: BUILDING: Use the building segment information provided in the guideline to identify building segment. If no appropriate building segment is listed, provide proposed new Building to City of Winnipeg for consideration.
Note on P13: LOCATION: Fill in the physical location of the asset e.g. Gallery XX, Tunnel XX, Basement, Upper Level, Lower Level, Mezzanine, West Wall etc. General location of the Asset. Maximum data length = 30 characters
Note on Q13: ROOM: Chlorine, Pump, Control, Motor etc. Name of room where the Asset is located. Maximum data length = 20 characters

## WW-HTR_UNT
Classification Specification Template
| Asset Type: | HEATER, Unit
| Asset Type Code: | WW-HTR_UNT
| Asset Data Record | [14 empty] | Specification Data Record
Attribute Description | ASSET_NO - Asset Number | TAGGED - Asset Tag/Name Plate | TAG ID - Tag ID | PLANT - Synergen Plant | ASSET_RECORD_TYPE - Asset Record Type | ASSET_DESC - Asset Description | ASSET_STATUS - Asset Status | DEPARTMENT - Administrative Department | AREA - Administrative Area | CRITICALITY - Asset Criticality Rating | BREAKER_NO - Breaker Number | CONTROL_PANEL - Control Panel ID Number | BUILDING - Building Number | LOCATION - Physical location of Asset | ROOM - Room (location) | MANUFACTURER - Manufacturer | MAKE - Make | MODEL_NO - Model | CAT_NO - Catalog/spec/type number | SERIAL_NO - Serial Number | DATEMFR - Date of Manufacture | TYPE_FTROIL - Oil Filter Type (manufacturer code) | NUMB_FABR - Fabrication Number (manufacturer #) | FRAME_FTR - Filter Frame (manufacturer code) | BOWL_FTR - Filter Bowl (manufacturer code) | SPEED_ROTNBOWL - Bowl Rotation Speed (RPM) | SPEED_ROTNSHFT - Shaft Rotation Speed (RPM) | DIRN_BOWLROTN - Bowl Direction of Rotation (CW, CCW) | DENS_FEEDMAX - Maximum Feed Density (kg/m3) | DENS_SEDIMAX - Maximum Sediment Density (kg/m3) | PRESS_MAX - Rated Maximum Pressure (kPa, psi, bar) | TEMP_MAX - Maximum Rated Temperature (⁰C) | TEMP_MIN - Minimum Rated Temperature (⁰C) | VOL_CAP - Volume Capacity (l, m3) | VOLT - Rated Voltage (V) | AMP - Rated Current (A) | FREQ - Frequency (Hz) | POWER - Rated Power (kW, kVA, kVAR, HP) | HEIGHT - Height (mm, in) | WIDTH - Width (mm, in) | DEPTH - Depth (mm, in) | WEIGHT - Weight (kg, lb) | WEIGHT_FILL - Weight Filled (kg, lb)
Note on C13: ASSET_NO: Synergen Asset ID given at time of hierarchy structure if migrated. Synergen generated if Asset data entered manually.
Note on D13: TAGGED: Contractors are to answer "YES" or "NO" to the question: Does the Asset have a name plate? Note: Name plates are helpful to retrieve Asset Specification Information.
Note on E13: TAG ID: Fill each cell with the unique Euipment Identifier number of the asset. E.g LDB-Y793 or S-C580 or SF-G581.MTR or XFMR-Y701 Smart numbered Tag_ID using City of Winnipeg standard format.
Note on F13: PLANT: This is a constant: Fill each cell with 01 for all assets
Note on G13: ASSET_RECORD_TYPE: For the asset type identified in column B, use validation drop down list to select appropriate Asset Type Record. E = Equipment B = Building A = Virtual (used in Asset Hierarchy Structure)
Note on H13: ASSET_DESC: Asset description should be documented in this format: Plant where Asset is located: NE-; Process building/area where Asset is located: LHW #1; Asset Tag ID: S-Y910; Common name of the asset: Refrigerated Sampler Each element must be separated by a comma and a space Example: NE, LHW #1, S-Y910, Refrigerated Sampler
Note on I13: ASSET_STATUS: Indicate if asset is active or inactive Format: Assets in service = ACTIVE Asset to be retired= INACTIVE
Note on J13: DEPARTMENT: This is a constant: Fill each cell with WWD for all assets
Note on K13: AREA: Use Validation drop down list to select appropriate Area. (Water or Waste)
Note on L13: CRITICALITY: Score Criticality 0-80 1 81-160 2 161-240 3 241-340 4 341-440 5 441-590 6 591-790 7 791-1040 8 1041-1300 9
Note on M13: BREAKER_NO: This may be the same as the Tag ID so Fill in the Tag ID in each cell.
Note on N13: CONTROL_PANEL: Identify the control Panel ID Number (If applicable to the asset
Note on O13: BUILDING: Use the building segment information provided in the guideline to identify building segment. If no appropriate building segment is listed, provide proposed new Building to City of Winnipeg for consideration.
Note on P13: LOCATION: Fill in the physical location of the asset e.g. Gallery XX, Tunnel XX, Basement, Upper Level, Lower Level, Mezzanine, West Wall etc. General location of the Asset. Maximum data length = 30 characters
Note on Q13: ROOM: Chlorine, Pump, Control, Motor etc. Name of room where the Asset is located. Maximum data length = 20 characters

## WW-HUMID
Classification Specification Template
| Asset Type: | Humidifier
| Asset Type Code: | WW-HUMID
| Asset Data Record | [14 empty] | Specification Data Record
Attribute Description | ASSET_NO - Asset Number | TAGGED - Asset Tag/Name Plate | TAG ID - Tag ID | PLANT - Synergen Plant | ASSET_RECORD_TYPE - Asset Record Type | ASSET_DESC - Asset Description | ASSET_STATUS - Asset Status | DEPARTMENT - Administrative Department | AREA - Administrative Area | CRITICALITY - Asset Criticality Rating | BREAKER_NO - Breaker Number | CONTROL_PANEL - Control Panel ID Number | BUILDING - Building Number | LOCATION - Physical location of Asset | ROOM - Room (location) | MANUFACTURER - Manufacturer | MAKE - Make | MODEL_NO - Model | CAT_NO - Catalog/spec/type number | SERIAL_NO - Serial Number | DATEMFR - Date of Manufacture | TYPE_HUMID - Humidifier Type (evaporative, ultrasonic, steam injection) | CAP_HUMID - Water Usage Capacity (litres/hr, kg/hr, USG/hr) | AREA_EFF - Effective Area (m2) | TEMP_MAX - Maximum Rated Temperature (⁰C) | TEMP_MIN - Minimum Rated Temperature (⁰C) | CTRL_HUMID - Humidity Controller (none, on/off, modulating) | SIGNL_CTRL - Control Signal (mA, V, process, network, local) | NUMB_ALRMRELAY - Number of Alarm Relays (#) | RATG_CONT - Contact Rating (A @ V) | TYPE_CONT - Contact Type (SPST, SPDT, DPST, DPDT) | VOLT - Rated Voltage (V) | PHASE - Number of Phases | AMP - Rated Current (A) | FREQ - Frequency (Hz) | POWER_CONS - Power Consumption (W) | ENCL_PROT - Enclosure Protection Code (NEMA/IP rating) | CERTIF - Certification (CSA, UL, FM, Class, Div, Grp, Haz/Non-Haz) | SIZE_WATERSPLY - Water Supply Connection Size (NPTF) | HEIGHT - Height (mm, in) | WIDTH - Width (mm, in) | LENGTH - Length (mm, in) | WEIGHT - Weight (kg, lb) | WEIGHT_FILL - Weight Filled (kg, lb)
Note on C13: ASSET_NO: Synergen Asset ID given at time of hierarchy structure if migrated. Synergen generated if Asset data entered manually.
Note on D13: TAGGED: Contractors are to answer "YES" or "NO" to the question: Does the Asset have a name plate? Note: Name plates are helpful to retrieve Asset Specification Information.
Note on E13: TAG ID: Fill each cell with the unique Euipment Identifier number of the asset. E.g LDB-Y793 or S-C580 or SF-G581.MTR or XFMR-Y701 Smart numbered Tag_ID using City of Winnipeg standard format.
Note on F13: PLANT: This is a constant: Fill each cell with 01 for all assets
Note on G13: ASSET_RECORD_TYPE: For the asset type identified in column B, use validation drop down list to select appropriate Asset Type Record. E = Equipment B = Building A = Virtual (used in Asset Hierarchy Structure)
Note on H13: ASSET_DESC: Asset description should be documented in this format: Plant where Asset is located: NE-; Process building/area where Asset is located: LHW #1; Asset Tag ID: S-Y910; Common name of the asset: Refrigerated Sampler Each element must be separated by a comma and a space Example: NE, LHW #1, S-Y910, Refrigerated Sampler
Note on I13: ASSET_STATUS: Indicate if asset is active or inactive Format: Assets in service = ACTIVE Asset to be retired= INACTIVE
Note on J13: DEPARTMENT: This is a constant: Fill each cell with WWD for all assets
Note on K13: AREA: Use Validation drop down list to select appropriate Area. (Water or Waste)
Note on L13: CRITICALITY: Score Criticality 0-80 1 81-160 2 161-240 3 241-340 4 341-440 5 441-590 6 591-790 7 791-1040 8 1041-1300 9
Note on M13: BREAKER_NO: This may be the same as the Tag ID so Fill in the Tag ID in each cell.
Note on N13: CONTROL_PANEL: Identify the control Panel ID Number (If applicable to the asset
Note on O13: BUILDING: Use the building segment information provided in the guideline to identify building segment. If no appropriate building segment is listed, provide proposed new Building to City of Winnipeg for consideration.
Note on P13: LOCATION: Fill in the physical location of the asset e.g. Gallery XX, Tunnel XX, Basement, Upper Level, Lower Level, Mezzanine, West Wall etc. General location of the Asset. Maximum data length = 30 characters
Note on Q13: ROOM: Chlorine, Pump, Control, Motor etc. Name of room where the Asset is located. Maximum data length = 20 characters

## WW-FIXT_LI
Classification Specification Template
| Asset Type: | LIGHTING, Fixtures
| Asset Type Code: | WW-FIXT-LI
| Asset Data Record | [14 empty] | Specification Data Record
Attribute Description | ASSET_NO - Asset Number | TAGGED - Asset Tag/Name Plate | TAG ID - Tag ID | PLANT - Synergen Plant | ASSET_RECORD_TYPE - Asset Record Type | ASSET_DESC - Asset Description | ASSET_STATUS - Asset Status | DEPARTMENT - Administrative Department | AREA - Administrative Area | CRITICALITY - Asset Criticality Rating | BREAKER_NO - Breaker Number | CONTROL_PANEL - Control Panel ID Number | BUILDING - Building Number | LOCATION - Physical location of Asset | ROOM - Room (location) | MANUFACTURER - Manufacturer | MAKE - Make | MODEL_NO - Model | CAT_NO - Catalog/spec/type number | SERIAL_NO - Serial Number | DATEMFR - Date of Manufacture | TYPE_FIXT - Fixture Type (fluorescent, incandescent, LED, HP sodium, mercury vapour) | TEMP_COLOR - Color Temperature (K) | OUT_LIGHT - Light Output (Lumens) | OPT_DIFSR - Optical Diffuser Type (clear, cloud, prismatic) | MATL_DIFSR - Diffuser Material (plastic, glass) | DIMMABLE - Dimmable (Y/N) | RANG_DIM - Dimmable Range (% full intensity) | ELMNT_REPL - Field Replaceable Element (Y/N) | TEMP_MAX - Maximum Rated Temperature (⁰C) | TEMP_MIN - Minimum Rated Temperature (⁰C) | TEMP_ENCLMAX - Enclosure Temperature at Max Ambient Temp (⁰C) | TILT_AIM - Tiltable or Aimable (Y/N) | TILT_RANGAIM - Tilt or Aim Range (deg) | SIZE_SPOTMIN - Minimum Spot Diameter (m @ m) | LIFE_ELMNT - Lighting Element Design Life (hrs) | VOLT - Rated Voltage (V) | AMP - Rated Current (A) | AMP_INRUSH - Maximum Inrush Current (A) | SURGE_PROT - Surge Protection (Y/N) | FREQ - Frequency (Hz) | POWER_CONS - Power Consumption (W) | POWER_FACTR - Power Factor | TIME_START - Maximum Startup Time to Full Intensity (sec) | BATT_BKUP - Battery Backup (Y/N) | TYPE_BATT - Battery Type (Li-ion, lead-acid) | IND_BATTLOW - Battery Low Indication (visible, audible) | MATL_ENCL - Enclosure Material (stainless steel, aluminum, plastic) | FINISH_ENCL - Enclosure Finish (stainless steel, painted, powder coated, anodized) | SHAPE_ENCL - Enclosure Shape (round, spherical, box) | ENCL_PROT - Enclosure Protection Code (NEMA/IP rating) | CERTIF - Certification (CSA, UL, FM, Class, Div, Grp, Haz/Non-Haz) | MOUNT_FIXT - Light Fixture Mounting (elect box, ceiling, wall, pole, bracket) | LENGTH - Length (mm, in) | WIDTH - Width (mm, in) | DEPTH - Depth (mm, in) | WEIGHT - Weight (kg, lb)
Note on C13: ASSET_NO: Synergen Asset ID given at time of hierarchy structure if migrated. Synergen generated if Asset data entered manually.
Note on D13: TAGGED: Contractors are to answer "YES" or "NO" to the question: Does the Asset have a name plate? Note: Name plates are helpful to retrieve Asset Specification Information.
Note on E13: TAG ID: Fill each cell with the unique Euipment Identifier number of the asset. E.g LDB-Y793 or S-C580 or SF-G581.MTR or XFMR-Y701 Smart numbered Tag_ID using City of Winnipeg standard format.
Note on F13: PLANT: This is a constant: Fill each cell with 01 for all assets
Note on G13: ASSET_RECORD_TYPE: For the asset type identified in column B, use validation drop down list to select appropriate Asset Type Record. E = Equipment B = Building A = Virtual (used in Asset Hierarchy Structure)
Note on H13: ASSET_DESC: Asset description should be documented in this format: Plant where Asset is located: NE-; Process building/area where Asset is located: LHW #1; Asset Tag ID: S-Y910; Common name of the asset: Refrigerated Sampler Each element must be separated by a comma and a space Example: NE, LHW #1, S-Y910, Refrigerated Sampler
Note on I13: ASSET_STATUS: Indicate if asset is active or inactive Format: Assets in service = ACTIVE Asset to be retired= INACTIVE
Note on J13: DEPARTMENT: This is a constant: Fill each cell with WWD for all assets
Note on K13: AREA: Use Validation drop down list to select appropriate Area. (Water or Waste)
Note on L13: CRITICALITY: Score Criticality 0-80 1 81-160 2 161-240 3 241-340 4 341-440 5 441-590 6 591-790 7 791-1040 8 1041-1300 9
Note on M13: BREAKER_NO: This may be the same as the Tag ID so Fill in the Tag ID in each cell.
Note on N13: CONTROL_PANEL: Identify the control Panel ID Number (If applicable to the asset
Note on O13: BUILDING: Use the building segment information provided in the guideline to identify building segment. If no appropriate building segment is listed, provide proposed new Building to City of Winnipeg for consideration.
Note on P13: LOCATION: Fill in the physical location of the asset e.g. Gallery XX, Tunnel XX, Basement, Upper Level, Lower Level, Mezzanine, West Wall etc. General location of the Asset. Maximum data length = 30 characters
Note on Q13: ROOM: Chlorine, Pump, Control, Motor etc. Name of room where the Asset is located. Maximum data length = 20 characters

## WW-BEAC_AL
Classification Specification Template
| Asset Type: | BEACON, Alarm
| Asset Type Code: | WW-BEAC_AL
| Asset Data Record | [14 empty] | Specification Data Record
Attribute Description | ASSET_NO - Asset Number | TAGGED - Asset Tag/Name Plate | TAG ID - Tag ID | PLANT - Synergen Plant | ASSET_RECORD_TYPE - Asset Record Type | ASSET_DESC - Asset Description | ASSET_STATUS - Asset Status | DEPARTMENT - Administrative Department | AREA - Administrative Area | CRITICALITY - Asset Criticality Rating | BREAKER_NO - Breaker Number | CONTROL_PANEL - Control Panel ID Number | BUILDING - Building Number | LOCATION - Physical location of Asset | ROOM - Room (location) | MANUFACTURER - Manufacturer | MAKE - Make | MODEL_NO - Model | CAT_NO - Catalog/Spec/Type Number | SERIAL_NO - Serial Number | DATEMFR - Date of Manufacture | TYPE_BEAC - Type of Beacon (strobe, rotating) | COLOR_LIGHT - Light Color (amber, blue, clear, green, red) | RATE_FLASH - Flash Rate (flashes/min) | INTSTY_PEAK - Peak Light Intensity (candela, W/m2) | TEMP_MAX - Maximum Rated Temperature (⁰C) | TEMP_MIN - Minimum Rated Temperature (⁰C) | POWER_CONS - Power Consumption (W) | VOLT - Rated Voltage (V) | FREQ - Frequency (Hz) | AMP - Rated Current (A) | ELMNT_REPL - Field Replaceable Element (Y/N) | TYPE_ELMNT - Type of Element (manufacturer code) | CERTIF - Certification (CSA, UL, FM, Class, Div, Grp, Haz/Non-Haz) | ENCL_PROT - Enclosure Protection Code (NEMA/IP rating) | MOUNT_FIXT - Light Fixture Mounting (elect box, ceiling, wall, pole, bracket) | HEIGHT - Height (mm, in) | DIAM - Diameter (mm, in) | LENGTH - Length (mm, in) | WIDTH - Width (mm, in) | WEIGHT - Weight (kg, lb)
Note on C13: ASSET_NO: Synergen Asset ID given at time of hierarchy structure if migrated. Synergen generated if Asset data entered manually.
Note on D13: TAGGED: Contractors are to answer "YES" or "NO" to the question: Does the Asset have a name plate? Note: Name plates are helpful to retrieve Asset Specification Information.
Note on E13: TAG ID: Fill each cell with the unique Euipment Identifier number of the asset. E.g LDB-Y793 or S-C580 or SF-G581.MTR or XFMR-Y701 Smart numbered Tag_ID using City of Winnipeg standard format.
Note on F13: PLANT: This is a constant: Fill each cell with 01 for all assets
Note on G13: ASSET_RECORD_TYPE: For the asset type identified in column B, use validation drop down list to select appropriate Asset Type Record. E = Equipment B = Building A = Virtual (used in Asset Hierarchy Structure)
Note on H13: ASSET_DESC: Asset description should be documented in this format: Plant where Asset is located: NE-; Process building/area where Asset is located: LHW #1; Asset Tag ID: S-Y910; Common name of the asset: Refrigerated Sampler Each element must be separated by a comma and a space Example: NE, LHW #1, S-Y910, Refrigerated Sampler
Note on I13: ASSET_STATUS: Indicate if asset is active or inactive Format: Assets in service = ACTIVE Asset to be retired= INACTIVE
Note on J13: DEPARTMENT: This is a constant: Fill each cell with WWD for all assets
Note on K13: AREA: Use Validation drop down list to select appropriate Area. (Water or Waste)
Note on L13: CRITICALITY: Score Criticality 0-80 1 81-160 2 161-240 3 241-340 4 341-440 5 441-590 6 591-790 7 791-1040 8 1041-1300 9
Note on M13: BREAKER_NO: This may be the same as the Tag ID so Fill in the Tag ID in each cell.
Note on N13: CONTROL_PANEL: Identify the control Panel ID Number (If applicable to the asset
Note on O13: BUILDING: Use the building segment information provided in the guideline to identify building segment. If no appropriate building segment is listed, provide proposed new Building to City of Winnipeg for consideration.
Note on P13: LOCATION: Fill in the physical location of the asset e.g. Gallery XX, Tunnel XX, Basement, Upper Level, Lower Level, Mezzanine, West Wall etc. General location of the Asset. Maximum data length = 30 characters
Note on Q13: ROOM: Chlorine, Pump, Control, Motor etc. Name of room where the Asset is located. Maximum data length = 20 characters

## WW-DOR_OHD
Classification Specification Template
| Asset Type: | DOOR, Overhead
| Asset Type Code: | WW-DOR_OHD
| Asset Data Record | [14 empty] | Specification Data Record
Attribute Description | ASSET_NO - Asset Number | TAGGED - Asset Tag/Name Plate | TAG ID - Tag ID | PLANT - Synergen Plant | ASSET_RECORD_TYPE - Asset Record Type | ASSET_DESC - Asset Description | ASSET_STATUS - Asset Status | DEPARTMENT - Administrative Department | AREA - Administrative Area | CRITICALITY - Asset Criticality Rating | BREAKER_NO - Breaker Number | CONTROL_PANEL - Control Panel ID Number | BUILDING - Building Number | LOCATION - Physical location of Asset | ROOM - Room (location) | MANUFACTURER - Manufacturer | MAKE - Make | MODEL_NO - Model | CAT_NO - Catalog/spec/type number | SERIAL_NO - Serial Number | DATEMFR - Date of Manufacture | CLASS_FI - Fire Class (A,B,C,D,F,K) | PORTABLE - Portable (Y/N) | PRESS_EXTRFI - Pressurized Fire Extinguisher (Y/N - hand pump) | REFILL - Refillable (Y/N) | MEDIA_EXTGSHR - Extinguishing Agent (water, wet/dry chem, foam, CO2) | SHAPE_NOZL - Nozzle Shape (conical, cylindrical) | DIAM_NOZL - Nozzle Diameter (mm, in) | LENGTH_NOZL - Nozzle Length (mm, in) | TIME_DISCH - Discharge Time (sec) | RANG_DISCH - Discharge Range (m, ft) | TEMP_MAX - Maximum Rated Temperature (⁰C) | TEMP_MIN - Minimum Rated Temperature (⁰C) | PRESS_MAX - Rated Maximum Pressure (kPa, psi, bar) | PRESS_TEST - Test Pressure (kPa, psi, bar) | INTVL_TESTPRESS - Pressure Test Interval (yrs) | MATL_CYL - Cylinder Material (carbon/stainless steel, aluminum) | FINISH_CYL - Cylinder Finish (thermoplastic red, chrome plated) | MATL_VALV - Valve Material (carbon/stainless steel, aluminum, brass) | FINISH_VALV - Valve Finish (nickel plated, electro-polished, mechanical polish) | FINISH_HANDLE - Handle Finish (stainless steel, chrome plated) | CERTIF - Certification (CSA, UL, FM, Class, Div, Grp, Haz/Non-Haz) | MOUNT_EXTRFI - Extinguisher Mounting (floor, wall bracket, cabinet, vehicle, cart) | HEIGHT - Height (mm, in) | DIAM - Diameter (mm, in) | WEIGHT - Weight (kg, lb) | WEIGHT_FILL - Weight Filled (kg, lb)
Note on C13: ASSET_NO: Synergen Asset ID given at time of hierarchy structure if migrated. Synergen generated if Asset data entered manually.
Note on D13: TAGGED: Contractors are to answer "YES" or "NO" to the question: Does the Asset have a name plate? Note: Name plates are helpful to retrieve Asset Specification Information.
Note on E13: TAG ID: Fill each cell with the unique Euipment Identifier number of the asset. E.g LDB-Y793 or S-C580 or SF-G581.MTR or XFMR-Y701 Smart numbered Tag_ID using City of Winnipeg standard format.
Note on F13: PLANT: This is a constant: Fill each cell with 01 for all assets
Note on G13: ASSET_RECORD_TYPE: For the asset type identified in column B, use validation drop down list to select appropriate Asset Type Record. E = Equipment B = Building A = Virtual (used in Asset Hierarchy Structure)
Note on H13: ASSET_DESC: Asset description should be documented in this format: Plant where Asset is located: NE-; Process building/area where Asset is located: LHW #1; Asset Tag ID: S-Y910; Common name of the asset: Refrigerated Sampler Each element must be separated by a comma and a space Example: NE, LHW #1, S-Y910, Refrigerated Sampler
Note on I13: ASSET_STATUS: Indicate if asset is active or inactive Format: Assets in service = ACTIVE Asset to be retired= INACTIVE
Note on J13: DEPARTMENT: This is a constant: Fill each cell with WWD for all assets
Note on K13: AREA: Use Validation drop down list to select appropriate Area. (Water or Waste)
Note on L13: CRITICALITY: Score Criticality 0-80 1 81-160 2 161-240 3 241-340 4 341-440 5 441-590 6 591-790 7 791-1040 8 1041-1300 9
Note on M13: BREAKER_NO: This may be the same as the Tag ID so Fill in the Tag ID in each cell.
Note on N13: CONTROL_PANEL: Identify the control Panel ID Number (If applicable to the asset
Note on O13: BUILDING: Use the building segment information provided in the guideline to identify building segment. If no appropriate building segment is listed, provide proposed new Building to City of Winnipeg for consideration.
Note on P13: LOCATION: Fill in the physical location of the asset e.g. Gallery XX, Tunnel XX, Basement, Upper Level, Lower Level, Mezzanine, West Wall etc. General location of the Asset. Maximum data length = 30 characters
Note on Q13: ROOM: Chlorine, Pump, Control, Motor etc. Name of room where the Asset is located. Maximum data length = 20 characters

## WW-SEP_AIR
Classification Specification Template
| Asset Type: | SEPARATOR, Air
| Asset Type Code: | WW-SEP_AIR
| Asset Data Record | [14 empty] | Specification Data Record
Attribute Description | ASSET_NO - Asset Number | TAGGED - Asset Tag/Name Plate | TAG ID - Tag ID | PLANT - Synergen Plant | ASSET_RECORD_TYPE - Asset Record Type | ASSET_DESC - Asset Description | ASSET_STATUS - Asset Status | DEPARTMENT - Administrative Department | AREA - Administrative Area | CRITICALITY - Asset Criticality Rating | BREAKER_NO - Breaker Number | CONTROL_PANEL - Control Panel ID Number | BUILDING - Building Number | LOCATION - Physical location of Asset | ROOM - Room (location) | MANUFACTURER - Manufacturer | MAKE - Make | MODEL_NO - Model | CAT_NO - Catalog/spec/type number | SERIAL_NO - Serial Number | DATEMFR - Date of Manufacture | MCU_PLATFM - Main Control Unit Platform (desktop, tower, server) | MCU_SYSOPER - Main Control Unit Operating System (Windows, Windows Server, Linux) | ACCES_CTRLSPEC - Access Control Unit Specification (max # readers, max # doors) | ENTRY_DEV - Door Entry Device Type (swipe, keypad, biometric, key) | EXIT_DEV - Door Exit Device Type (button, bar, motion, swipe, keypad, biometric, key) | LOCK_DEV - Door Locking Device (magnetic, strike, bolt) | LOCK_FAILACT - Door Lock Power Fail Action (fail secure, fail safe, fail open) | DOOR_STSDEV - Door Status Device (mechanical switch, proximity switch) | ACTIVITY_LOG - Usage Logging (Y/N) | VOLT - Rated Voltage (V) | AMP - Rated Current (A) | FREQ - Frequency (Hz) | PHASE - Number of Phases | POWER_CONS - Power Consumption (W) | TEMP_MAX - Maximum Rated Temperature (⁰C) | TEMP_MIN - Minimum Rated Temperature (⁰C) | CERTIF - Certification (CSA, UL, FM, Class, Div, Grp, Haz/Non-Haz) | LENGTH - Length (mm, in) | WIDTH - Width (mm, in) | HEIGHT - Height (mm, in) | WEIGHT - Weight (kg, lb)
Note on C13: ASSET_NO: Synergen Asset ID given at time of hierarchy structure if migrated. Synergen generated if Asset data entered manually.
Note on D13: TAGGED: Contractors are to answer "YES" or "NO" to the question: Does the Asset have a name plate? Note: Name plates are helpful to retrieve Asset Specification Information.
Note on E13: TAG ID: Fill each cell with the unique Euipment Identifier number of the asset. E.g LDB-Y793 or S-C580 or SF-G581.MTR or XFMR-Y701 Smart numbered Tag_ID using City of Winnipeg standard format.
Note on F13: PLANT: This is a constant: Fill each cell with 01 for all assets
Note on G13: ASSET_RECORD_TYPE: For the asset type identified in column B, use validation drop down list to select appropriate Asset Type Record. E = Equipment B = Building A = Virtual (used in Asset Hierarchy Structure)
Note on H13: ASSET_DESC: Asset description should be documented in this format: Plant where Asset is located: NE-; Process building/area where Asset is located: LHW #1; Asset Tag ID: S-Y910; Common name of the asset: Refrigerated Sampler Each element must be separated by a comma and a space Example: NE, LHW #1, S-Y910, Refrigerated Sampler
Note on I13: ASSET_STATUS: Indicate if asset is active or inactive Format: Assets in service = ACTIVE Asset to be retired= INACTIVE
Note on J13: DEPARTMENT: This is a constant: Fill each cell with WWD for all assets
Note on K13: AREA: Use Validation drop down list to select appropriate Area. (Water or Waste)
Note on L13: CRITICALITY: Score Criticality 0-80 1 81-160 2 161-240 3 241-340 4 341-440 5 441-590 6 591-790 7 791-1040 8 1041-1300 9
Note on M13: BREAKER_NO: This may be the same as the Tag ID so Fill in the Tag ID in each cell.
Note on N13: CONTROL_PANEL: Identify the control Panel ID Number (If applicable to the asset
Note on O13: BUILDING: Use the building segment information provided in the guideline to identify building segment. If no appropriate building segment is listed, provide proposed new Building to City of Winnipeg for consideration.
Note on P13: LOCATION: Fill in the physical location of the asset e.g. Gallery XX, Tunnel XX, Basement, Upper Level, Lower Level, Mezzanine, West Wall etc. General location of the Asset. Maximum data length = 30 characters
Note on Q13: ROOM: Chlorine, Pump, Control, Motor etc. Name of room where the Asset is located. Maximum data length = 20 characters

## WW-CHM_FDR
Classification Specification Template
| Asset Type: | CHEMICAL, Feeder
| Asset Type Code: | WW-CHM_FDR
| Asset Data Record | [14 empty] | Specification Data Record
Attribute Description | ASSET_NO - Asset Number | TAGGED - Asset Tag/Name Plate | TAG ID - Tag ID | PLANT - Synergen Plant | ASSET_RECORD_TYPE - Asset Record Type | ASSET_DESC - Asset Description | ASSET_STATUS - Asset Status | DEPARTMENT - Administrative Department | AREA - Administrative Area | CRITICALITY - Asset Criticality Rating | BREAKER_NO - Breaker Number | CONTROL_PANEL - Control Panel ID Number | BUILDING - Building Number | LOCATION - Physical location of Asset | ROOM - Room (location) | MANUFACTURER - Manufacturer | MAKE - Make | MODEL_NO - Model | CAT_NO - Catalog/spec/type number | SERIAL_NO - Serial Number | DATEMFR - Date of Manufacture | MCU_PLATFM - Main Control Unit Platform (desktop, tower, server) | MCU_SYSOPER - Main Control Unit Operating System (Windows, Windows Server, Linux) | ACCES_CTRLSPEC - Access Control Unit Specification (max # readers, max # doors) | ENTRY_DEV - Door Entry Device Type (swipe, keypad, biometric, key) | EXIT_DEV - Door Exit Device Type (button, bar, motion, swipe, keypad, biometric, key) | LOCK_DEV - Door Locking Device (magnetic, strike, bolt) | LOCK_FAILACT - Door Lock Power Fail Action (fail secure, fail safe, fail open) | DOOR_STSDEV - Door Status Device (mechanical switch, proximity switch) | ACTIVITY_LOG - Usage Logging (Y/N) | VOLT - Rated Voltage (V) | AMP - Rated Current (A) | FREQ - Frequency (Hz) | PHASE - Number of Phases | POWER_CONS - Power Consumption (W) | TEMP_MAX - Maximum Rated Temperature (⁰C) | TEMP_MIN - Minimum Rated Temperature (⁰C) | CERTIF - Certification (CSA, UL, FM, Class, Div, Grp, Haz/Non-Haz) | LENGTH - Length (mm, in) | WIDTH - Width (mm, in) | HEIGHT - Height (mm, in) | WEIGHT - Weight (kg, lb)
Note on C13: ASSET_NO: Synergen Asset ID given at time of hierarchy structure if migrated. Synergen generated if Asset data entered manually.
Note on D13: TAGGED: Contractors are to answer "YES" or "NO" to the question: Does the Asset have a name plate? Note: Name plates are helpful to retrieve Asset Specification Information.
Note on E13: TAG ID: Fill each cell with the unique Euipment Identifier number of the asset. E.g LDB-Y793 or S-C580 or SF-G581.MTR or XFMR-Y701 Smart numbered Tag_ID using City of Winnipeg standard format.
Note on F13: PLANT: This is a constant: Fill each cell with 01 for all assets
Note on G13: ASSET_RECORD_TYPE: For the asset type identified in column B, use validation drop down list to select appropriate Asset Type Record. E = Equipment B = Building A = Virtual (used in Asset Hierarchy Structure)
Note on H13: ASSET_DESC: Asset description should be documented in this format: Plant where Asset is located: NE-; Process building/area where Asset is located: LHW #1; Asset Tag ID: S-Y910; Common name of the asset: Refrigerated Sampler Each element must be separated by a comma and a space Example: NE, LHW #1, S-Y910, Refrigerated Sampler
Note on I13: ASSET_STATUS: Indicate if asset is active or inactive Format: Assets in service = ACTIVE Asset to be retired= INACTIVE
Note on J13: DEPARTMENT: This is a constant: Fill each cell with WWD for all assets
Note on K13: AREA: Use Validation drop down list to select appropriate Area. (Water or Waste)
Note on L13: CRITICALITY: Score Criticality 0-80 1 81-160 2 161-240 3 241-340 4 341-440 5 441-590 6 591-790 7 791-1040 8 1041-1300 9
Note on M13: BREAKER_NO: This may be the same as the Tag ID so Fill in the Tag ID in each cell.
Note on N13: CONTROL_PANEL: Identify the control Panel ID Number (If applicable to the asset
Note on O13: BUILDING: Use the building segment information provided in the guideline to identify building segment. If no appropriate building segment is listed, provide proposed new Building to City of Winnipeg for consideration.
Note on P13: LOCATION: Fill in the physical location of the asset e.g. Gallery XX, Tunnel XX, Basement, Upper Level, Lower Level, Mezzanine, West Wall etc. General location of the Asset. Maximum data length = 30 characters
Note on Q13: ROOM: Chlorine, Pump, Control, Motor etc. Name of room where the Asset is located. Maximum data length = 20 characters