## Asset Hierarchy
EMPTY FLOWCHART TO KICK START ASSET HIERARCHY DOCUMENTATION

## Asset Classification
Waste Water Treatment Plant - Asset Classification System
Rev | Prepared by | Date | Reviewed by | Date | Approved by | Date
1 | Suzane Greeman | 2017-03-01
2 | Bill Parsons | 2018-07-06 | Suzane Greeman | 2018-07-06
Waste Water Treatment Plant - Asset Classification System
Rev | Prepared by | Date | Reviewed by | Date | Approved by | Date
1 | Suzane Greeman | 2017-03-01
2 | Bill Parsons | 2018-05-19 | Suzane Greeman | 2018-05-22
2.1 | Bill Parsons | 2018-05-24 | Suzane Greeman | 2018-05-24
2.2 | Bill Parsons | 2018-06-02 | Suzane Greeman | 2018-06-02
2.3 | Bill Parsons | 2018-07-06 | Suzane Greeman | 2018-07-06
3 | Neil Abercrombie | 2019-07-22
Waste Water Treatment Plant - Asset Classification System
Asset Class Type | CODE, Asset Class Type | Asset Class Description | Asset Class | Asset Type | CODE, Asset Type | Useful Life (years) for Depreciation |  | Change control notes | Added to Spec Templates | Spec Template Rev
Ancillary & Accessory Plant Equipment | 1-AAPE | Actuator | WW-ACTUATOR | ACTUATOR, Electric | WW-ACTU_EL | 5 | 10
|  |  |  | ACTUATOR, Hydraulic | WW-ACTU_HY |  | 10
|  |  |  | ACTUATOR, Pneumatic | WW-ACTU_PN |  | 10
|  | Analytical Instruments | WW-INSTR ANALYTIC | SAMPLER, Refrigerated | WW-SMPR_RE |  | 10
|  |  |  | ANALYZER, Gas | WW-ANAL_GA |  | 10
|  |  |  | TRANSMITTER, Analytic | WW-XMTR_AN |  | 10
|  |  |  | DETECTOR, Gas | WW-DETR_GA |  | 10
|  |  |  | PROBE | WW-PROBE |  | 8
|  | Domestic Water System | WW-WATER | SYSTEM, Domestic Hot water | WW-SYS_DHW |  | 10 | July 2019 - Added new Asset Class and Asset Type | 2019-09-17 | 2.2
|  |  |  | Shower, Emergency | WW-SWR_EMR |  | 10 | July 2019 - Added new Asset Type | 2019-09-17 | 2.2
|  | Fire Alarm System | WW-FIRE ALARM SYSTEM | ALARM, FIRE | WW-ALRM_FI |  | 10
|  | CCTV | WW-CCTV SYSTEM | SYSTEM, CCTV | WW-CCTV_SM |  | 10 | June 2020 - changed Asset Class name AND Asset type code
|  | Security System | WW-SECURITY SYSTEM | ACCESS CONTROL | WW-CTRL_AC |  | 10
|  | Ultrasonic Cleaner | WW-ULTRASONIC CLEANR | CLEANER, Ultrasonic | WW-CLNR_UT |  | 10
|  | Dehumidifier | WW-DEHUMIDIFIER | DEHUMIDIFIER | WW-DEHUMID |  | 10
|  | Smoke Detector | WW-SMOKE DETECTOR | DETECTOR, Smoke | WW-DETR_SM |  | 10
|  | Aeration Diffuser | WW-AERATION DIFFUSER | DIFFUSER, Disc | WW-DFSR_DC |  | 10
|  | Filter System | WW-FILTER SYSTEM | FILTER, Auto | WW-FIL_ATO |  | 10 | July 2019 - Added new Asset Type | 2019-09-17 | 2.2
|  |  |  | STRAINER, Auto | WW-STR_ATO |  | 10 | July 2019 - Added new Asset Type | 2019-09-17 | 2.2
|  |  |  | SYSTEM, (Oil) Filter | WW-SYS_FTR |  | 10
|  | Fire Extinguisher | WW-FIRE EXTINGUISHER | EXTINGUISHER, Fire | WW-EXTR_FI |  | 10
|  | Heater | WW-HEATER | HEATER, Electric Space | WW-HTR_ESP |  | 10
|  |  |  | HEATER, Electric Water | WW-HTR_EWT |  | 10
|  |  |  | HEATER, Glycol | WW-HTR_GLY |  | 10
|  |  |  | HEATER, Water | WW-HTR_WTR |  | 10 | Sept 2019 - Added new Asset Type | 2019-09-17 | 2.2
|  |  |  | HEATER, Gas Water | WW-HTR_GA |  | 9 | Sept 2019 - Added new Asset Type
|  |  |  | HEATER, Electric Immersion | WW-HTR_EIM |  | 10 | July 2019 - Added new Asset Type | 2019-09-17 | 2.2
|  | Humidifier | WW-HUMIDIFIER | HUMIDIFIER | WW-HUMID |  | 8
|  | Lighting System | WW-LIGHTING SYSTEM | LIGHTING, FIXTURES | WW-FIXT_LI |  | 10
|  |  |  | BEACON, Alarm | WW-BEAC_AL |  | 10
|  | Powered Door | WW-POWER DOOR | DOOR, Overhead | WW-DOR_OHD |  | 10 | July 2019 - Added new Asset Class and Asset Type | 2019-09-17 | 2.2
0
Computer Based Equipment | 2-COBE | Computer | WW-COMPUTER | HUMAN MACHINE INTERFACE | WW-HMI | 10 | 6
|  |  |  | STATION, Programming | WW-STA_PRG |  | 10
|  |  |  | STATION, Server | WW-STA_SVR |  | 10
0
Minor Mechanical Equipment | 3-MIME | Coupling | WW-COUPLING | COUPLING, Grid | WW-CPLG_GR | 10 | 10
|  |  |  | COUPLING, Flexible | WW-CPLG_FX |  | 10
|  |  |  | COUPLING, Fluid | WW-CPLG_FU |  | 10
|  |  |  | COUPLING, Gear | WW-CPLG_GE |  | 10
|  |  |  | COUPLING, Magnetic/Eddy Current | WW-CPLG_MA |  | 10
|  | Damper | WW-DAMPER | DAMPER | WW-DAMPER |  | 9
|  | Hoist | WW-HOIST | HOIST | WW-HOIST |  | 8
|  | Gate | WW-GATE | Gate (Weir/Slide/Flap) | WW-GATE |  | 7
|  | Gearbox | WW-GEARBOX | GEARBOX, Planetary | WW-GRBX_PL |  | 10
|  |  |  | GEARBOX, Bevel | WW-GRBX_BE |  | 10
|  |  |  | GEARBOX, Worm | WW-GRBX_WO |  | 10
|  | Flame Arrestor | WW-FLAME ARRESTOR | ARRESTOR, Flame | WW-ARRE_FL |  | 10
|  | Separator | WW-SEPARATOR | SEPARATOR, Oil | WW-SEPR_OI |  | 10
|  |  |  | SEPARATOR, Cyclone | WW-SEPR_CY |  | 10 | Nov 2019 - Added new Asset Type | 2019-12-11 | 2.3
|  | Valve | WW-VALVE | VALVE, Group | WW-VALV_G |  | 9 | July 2019 - Added new Asset Type | 2019-09-17 | 2.2
|  |  |  | VALVE, Backflow Preventer | WW-VALV_BP |  | 10
|  |  |  | VALVE, Ball | WW-VALV_BA |  | 10
|  |  |  | VALVE, Butterfly | WW-VALV_BU |  | 10
|  |  |  | VALVE, Check | WW-VALV_CH |  | 10
|  |  |  | VALVE, Diaphragm | WW-VALV_DI |  | 10
|  |  |  | VALVE, Gate | WW-VALV_GA |  | 10
|  |  |  | VALVE, Globe | WW-VALV_GL |  | 10
|  |  |  | VALVE, Knife | WW-VALV_KN |  | 10
|  |  |  | VALVE, Needle | WW-VALV_NE |  | 10
|  |  |  | VALVE, Plug | WW-VALV_PL |  | 10
|  |  |  | VALVE, Poppet | WW-VALV_PO |  | 10
|  |  |  | VALVE, Regulator | WW-VALV_RE |  | 10
|  |  |  | VALVE, Misc | WW-VALV_MI
|  |  |  | VALVE, Safety/Relief | WW-VALV_SA
|  |  |  | VALVE, Safety/Relief | WW-VALV_SA |  | 10
|  |  |  | VALVE, Solenoid | WW-VALV_SO |  | 10
|  |  |  | VALVE, Mud | WW-VALV_MD |  | 10 | Feb 2021 - Added new Asset type | 2021-03-24 | 2.4
|  |  |  | VALVE, Three Way | WW-VALV_3W |  | 10 | Sept 2019 - Added new Asset Type | 2019-09-17 | 2.2
|  |  |  | VALVE, Four Way | WW-VALV_4W |  | 10 | Sept 2019 - Added new Asset Type | 2019-09-17 | 2.2
0
Automation & Control Equipment | 4-ACEQ | Panel | WW-PANEL | PANEL, Local Control | WW-PANL_LO | 10 | 10
|  | Network, Process Control | WW-PCN | CONTROLLER, PLC | WW-NWK_PLC |  | 10 | Dec 2019 - added new Asset Class and Type
|  |  |  | NETWORK, Devices and Cables | WW-NWK |  | 6 | Dec 2019 - added new Asset Class and Type
|  | Instrument, Group | WW-GROUP INSTRUMENT | INSTRUMENT, Group | WW-INSTR_G |  | 10 | July 2019 - Added new Asset Class and Asset Type | 2019-09-17 | 2.2
|  | Instrument, Transmitter-based | WW-INSTR TRANSMITTER | TRANSMITTER, Flow, Level (Weir/Flume) | WW-XMTR_FL |  | 10
|  |  |  | TRANSMITTER, Flow, Magnetic | WW-XMTR_FM |  | 10
|  |  |  | TRANSMITTER, Flow, Orifice Plate | WW-XMTR_FO |  | 10
|  |  |  | TRANSMITTER, Flow, Thermal Dispersion | WW-XMTR_FT |  | 10
|  |  |  | TRANSMITTER, Flow, Ultrasonic | WW-XMTR_FU |  | 10 | July 2019 - Added new Asset Type | 2019-09-17 | 2.2
|  |  |  | TRANSMITTER, Flow, Mechanical | WW-XMTR_FW |  | 10 | Sept 2019 - Added new Asset Type | 2019-09-17 | 2.2
|  |  |  | TRANSMITTER, Flow, Area-Velocity | WW-XMTR_AV |  | 10 | Nov 2019 - Added new Asset Type | 2019-12-11 | 2.3
|  |  |  | TRANSMITTER, Weight | WW-XMTR_KG |  | 10 | July 2020 - Added new Asset Type | 2020-08-28 | 2.5
|  |  |  | TRANSMITTER, Infra Red | WW-XMTR_IR |  | 10 | Mar 2021 - Added new Asset Type | 2021-03-24 | 2.6
|  |  |  | TRANSMITTER, Level, Pressure | WW-XMTR_LP |  | 10
|  |  |  | TRANSMITTER, Level, Ultrasonic | WW-XMTR_LE |  | 10
|  |  |  | TRANSMITTER, Pressure | WW-XMTR_PR |  | 10
|  |  |  | TRANSMITTER, Speed | WW-XMTR_SP |  | 10
|  |  |  | TRANSMITTER, Temperature (Thermostat) | WW-XMTR_TE |  | 10
|  |  |  | TRANSMITTER, Density, Ultrasonic | WW-XMTR_UL |  | 10 | Nov 2019 - Added new Asset Type | 2019-12-11 | 2.3
|  |  |  | TRANSMITTER, Vibration | WW-XMTR_VI |  | 10
|  | Instrument, Switch-based | WW-INSTR SWITCH | SWITCH, Differential Pressure | WW-SWIT_DP |  | 10
|  |  |  | SWITCH, Flow | WW-SWIT_FL |  | 10
|  |  |  | SWITCH, Humidity (Humidistat) | WW-SWIT_HM |  | 10
|  |  |  | SWITCH, Level | WW-SWIT_LE |  | 10
|  |  |  | SWITCH, Pressure | WW-SWIT_PR |  | 10
|  |  |  | SWITCH, Proximity | WW-SWIT_PX |  | 10
|  |  |  | SWITCH, Speed | WW-SWIT_SP |  | 10
|  |  |  | SWITCH, Temperature | WW-SWIT_TE |  | 10
|  |  |  | SWITCH, Vibration | WW-SWIT_VI |  | 10
0
Major Mechanical Equipment | 5-MAME | Blower | WW-BLOWER | BLOWER, Centrifugal | WW-BLWR_CE | 15 | 10
|  |  |  | BLOWER, Turbo | WW-BLWR_TU |  | 10
|  |  |  | BLOWER, Rotary Lobe | WW-BLWR_RO |  | 10 | Nov 2019 - Added new Asset Type | 2019-09-17 | 2.3
|  | Elevator | WW-ELEVATOR | ELEVATOR, Passenger/Service | WW-ELEV_PA |  | 10
|  |  |  | ELEVATOR, loading leveller | WW-ELEV_LL |  | 10 | Nov 2019 - Added new Asset Type | 2019-12-11 | 2.4
|  | Boiler | WW-BOILER | BOILER | WW-BOIL |  | 7
|  | Burner | WW-BURNER | FLARE ASSEMBLY | WW-ASSY_FL |  | 10
|  |  |  | BURNER, Gas (Natural/Biogas) | WW-BURN_GA |  | 10
|  | Classifier | WW-CLASSIFIER | CLASSIFIER, Screw | WW-CLA_SCR |  | 10 | July 2019 - Added new Asset Class and Asset Type | 2019-09-17 | 2.3
|  | Compactor | WW-COMPACTOR | COMPACTOR, Screw | WW-COM_SCR |  | 10 | July 2019 - Added new Asset Class and Asset Type | 2019-09-17 | 2.3
|  | Compressor | WW-COMPRESSOR | COMPRESSOR, Centrifugal | WW-COMP_CE |  | 10
|  |  |  | COMPRESSOR, Reciprocating | WW-COMP_RE |  | 10
|  |  |  | COMPRESSOR, Rotary Screw | WW-COMP_RO |  | 10
|  |  |  | COMPRESSOR, Rotary Lobe | WW-COMP_RL |  | 10 | Nov 2019 - Added new Asset Type | 2019-12-11 | 2.4
|  | Conveyor | WW-CONVEYOR | CONVEYOR, Belt | WW-CNVR_BE |  | 10
|  |  |  | CONVEYOR, Chain | WW-CNVR_CH |  | 10
|  |  |  | CONVEYOR, Screw | WW-CNVR_SC |  | 10
|  |  |  | CONVEYOR, Paddle | WW-CNVR_PD |  | 10 | Nov 2019 - Added new Asset Type | 2019-12-11 | 2.4
|  | Crane | WW-CRANE | CRANE, Over Head Bridge | WW-CRAN_OH |  | 10
|  | Dryer | WW-DRYER | DRYER, Refrigerated Air | WW-DRYR_RE |  | 10
|  | Fan | WW-FAN | FAN | WW-FAN |  | 6
|  | Generator | WW-GENERATOR | GENERATOR, Diesel | WW-GEN_DSL |  | 10
|  |  |  | GENERATOR, Gas | WW-GEN_GAS |  | 10 | July 2019 - Added new Asset Type | 2019-09-17 | 2.3
|  | Heat Exchanger | WW-HEAT EXCHANGER | HEAT EXCHANGER, Plate | WW-HEXR_PL |  | 10
|  |  |  | HEAT EXCHANGER, Tube | WW-HEXR_TU |  | 10
|  |  |  | HEAT EXCHANGER, Spiral | WW-HEXR_SP |  | 10
|  | HVAC | WW-HVAC | Air Conditioning Unit | WW-HVAC_AC |  | 10 | July 2019 - Added new Asset Type | 2019-09-17 | 2.3
|  |  |  | AIR HANDLING UNIT | WW-HVAC_AH |  | 10
|  |  |  | Chiller | WW-HVAC_CH |  | 10 | July 2019 - Added new Asset Type | 2019-09-17 | 2.3
|  |  |  | DUCTING | WW-HVAC_DU |  | 10
|  | Mixer | WW-MIXER | MIXER, Propeller | WW-MIXR_PR |  | 10
|  |  |  | MIXER, Submersible | WW-MIXR_SU |  | 10
|  |  |  | MIXER, Ballast Addition System | WW-MIXR_BT |  | 10 | Nov 2019 - Added new Asset Type | 2019-12-11 | 2.4
|  |  |  | MIXER, Static | WW-MIXR_ST |  | 10 | July 2019 - Added new Asset Type | 2019-09-17 | 2.3
|  | Polymer Make Down | WW-POLYMER MAKE DOWN | POLYMER, Makedown | WW-POL_MD |  | 9 | July 2019 - Added new Asset Type | 2019-09-17 | 2.3
|  | Pump | WW-PUMP | PUMP, Centrifugal | WW-PUMP_CE |  | 10
|  |  |  | PUMP, Diaphragm | WW-PUMP_DI |  | 10
|  |  |  | PUMP, Peristaltic | WW-PUMP_PE |  | 10
|  |  |  | PUMP, Reciprocating | WW-PUMP_RE |  | 10
|  |  |  | PUMP, Rotary | WW-PUMP_RO |  | 10
|  |  |  | PUMP, Progressive Cavity | WW-PUMP_PC |  | 10 | July 2019 - Added new Asset Type | 2019-09-17 | 2.3
|  |  |  | PUMP, Submersible | WW-PUMP_SU |  | 10 | July 2019 - Added new Asset Type | 2019-09-17 | 2.3
|  |  |  | PUMP, Metering | WW-PUMP_MT |  | 10 | Dec 2019 - added new Asset Class and Type | 2019-12-13 | 2.5
|  |  |  | PUMP, Pressure Washer | WW-PUMP_PW |  | 10 | Oct 2019 - Added new Asset Type | 2019-12-11 | 2.4
|  | Air Cannon System | WW-CANNON | CANNON SYSTEM, Air | WW-CANNON |  | 9
|  | Sweep | WW-SWEEP | SWEEP/RAKE | WW-SWEEP |  | 8
|  | Screen | WW-SCREEN | SCREEN, Bar | WW-SCRN_BA |  | 10
|  |  |  | SCREEN, Plate, Perforated | WW-SCRN_PL |  | 10
0
Major Electrical Equipment | 6-MEEQ | Cabling | WW-CABLING | CABLING | WW-CABLING | 20 | 10
|  | Motor | WW-MOTOR | MOTOR, Low Voltage | WW-MOTR_LV |  | 10
|  |  |  | MOTOR, Medium Voltage | WW-MOTR_MV |  | 10
|  | Power Supply, DC | WW-POWER SUPPLY, DC | CHARGER, Battery | WW-CHGR_BA |  | 10
|  |  |  | UNINTERRUPTIBLE POWER SUPPLY | WW-UPS_PS |  | 9
|  | Power Factor Control | WW-POWER FACTOR CTRL | REACTOR | WW-REACTOR |  | 10
|  |  |  | CAPACITOR | WW-CAPACIT |  | 10
|  | Electrical Power Distribution Equipment | WW-ELEC PWR EQPT | MOTOR CONTROL CENTRE/DISTRIBUTION BOARD, Low Voltage | WW-MCC_LV |  | 9
|  |  |  | CONTROLLER, Variable Frequency Drive | WW-CTRL_VF |  | 10
|  |  |  | STARTER, Soft | WW-STAR_SO |  | 10
|  |  |  | CONTROLLER, Liquid Rheostat Variable Speed Drive (VSD) | WW-CTRL_VS |  | 10
|  |  |  | SWITCHGEAR | WW-SWITGR |  | 9
|  |  |  | SWITCH, Disconnect | WW-SWIT_DI |  | 10
|  |  |  | SWITCH, Transfer | WW-SWIT_TR |  | 10
|  |  |  | RESISTOR, Neutral Ground | WW-RES_NGR |  | 10 | Aug 2019 - Added new Asset Type | 2019-09-17 | 2.2
|  |  |  | RESISTOR, Load Bank | WW-RES_LBK |  | 10 | Aug 2019 - Added new Asset Type | 2019-09-17 | 2.2
|  | Transformer | WW-TRANSFORMER | TRANSFORMER, Liquid Filled | WW-XFMR_LI |  | 10
|  |  |  | TRANSFORMER, Dry-type | WW-XFMR_DR |  | 10
0
Outdoor Metal Structures | 7-OMST | Shed | WW-SHED | SHED, Structural Steel (Bare or Insulated) | WW-SHED_ST | 20 | 10
|  | Stack | WW-STACK | STACK, Structural Steel Chimney | WW-STCK_ST |  | 10
|  | Culvert | WW-CULVERT | CULVERT, Metal | WW-CULV_ME |  | 10
|  | Sphere | WW-SPHERE | SPHERE, Gas, Compressed Biogas | WW-SPHR_GA |  | 10
0
Major Process Equipment | 8-MPEQ | Centrifuge | WW-CENTRIFUGE | CENTRIFUGE | WW-CENTRIF | 30 | 10
|  | Decanter | WW-DECANTER | DECANTER, Effluent | WW-DECANT |  | 9
|  | UV Lamp System | WW-UV LAMP SYSTEM | SYSTEM, UV Lamp | WW-SYS_UVL |  | 10
|  | Rotating Drum Thickener | WW-DRUM THICKENER | THICKENER, Drum | WW-RDT |  | 6 | Oct 2019 - Added new Asset Class and Asset Type | 2019-12-11 | 2.3
|  | Polymer System | WW-POLYMER SYSTEM | SYSTEM, Polymer | WW-SYS_POL |  | 10 | July 2019 - Added new Asset Class and Asset Type | 2019-09-17 | 2.2
0
Indoor Metal Structures | 9-IMST | Bridge | WW-BRIDGE | BRIDGE | WW-BRIDGE | 30 | 9
|  | Piping | WW-PIPING | PIPING, Low Pressure | WW-PIPI_LP |  | 10
|  |  |  | PIPING, High Pressure | WW-PIPI_HP |  | 10
|  | Vessel | WW-VESSEL | VESSEL, Tank | WW-VESS_TA |  | 10
|  |  |  | VESSEL, Silo | WW-VESS_SI |  | 10
|  |  |  | VESSEL, Bin | WW-VESS_BI |  | 10
|  |  |  | VESSEL, Hopper | WW-VESS_HO |  | 10
|  |  |  | RECEIVER, Air | WW-RCVR_AI |  | 10
0
Concrete Structures & Underground Piping | 10-CUSP | CHANNEL | WW-CHANNEL | CHANNEL, Concrete | WW-CHNL_CO | 50 | 10
|  | MANHOLE | WW-MANHOLE | MANHOLE, Concrete | WW-MANH_CO |  | 10
|  | TANKAGE | WW-TANKAGE | TANK, Concrete (Clarifiers/Digesters/Fermenters) | WW-TANK-CO |  | 10
|  | BUILDING | WW-BUILDING | BUILDING, Administrative | WW-BLDG_AD |  | 10
|  |  |  | BUILDING, Process | WW-BLDG_PR |  | 10
|  | STACK, Concrete | WW-STACK, CONCRETE | STACK, Concrete Stack/Chimney | WW-STCK_CO |  | 10
|  | ROADWAY | WW-ROADWAY | ROAD | WW-ROAD |  | 7
|  |  |  | SIDEWALK | WW-SIDEWLK |  | 10
|  | UNDERGROUND PIPING | WW-PIPING, UNDERGRND | PIPING, Underground | WW-PIPI_UN |  | 10
0
Green Landscape | 11-GRLA | GREENERY | WW-GREENERY | LAWN | WW-LAWN | 50 | 7
|  |  |  | VEGETATION, Trees & Shrubs | WW-VEGETN |  | 9
Definitions:
Asset Class Type |  | Asset class type is a group of Asset Classes that share some common characteristics. It is the highest level of the Asset classification in OWAM. It is very generic and is easily understood by the accounting system for depreciation purposes if required.
Asset Class |  | Asset CLASS is a sub-grouping of Asset CLASS TYPE. An Asset CLASS is a group of assets which have a common operational philosophy and share a common purpose eg. Pumps, compressors. In WAM, the Asset Condition Scoring model is defined within the Asset Class and can be applied to all Assets assigned to that Asset Class. This structure allows for multiple Asset Classes to exist within an Asset Class Type where different Asset Condition Scoring models can be applied to each Asset Class.
Asset Type |  | Asset TYPE is a sub-category within the Asset CLASS category. In this way, assets are further grouped according to their principles of operation and assembly. For example, Centrifugal Pump is an Asset TYPE with the Asset CLASS of Pumps.
Examples:
Asset Class Type: Major Auxillary & Equipment (4-MAAE)
o Asset Class: Compressors
§ Asset Type: Centrifugal Compressors
Asset Class Type: Major Auxillary & Equipment (4-MAAE)
o Asset Class: Compressors (Asset Condition Scoring model relative to compressors applied to this Asset Class)
§ Asset Type: Centrifugal Compressor
o Asset Class: Pumps (Asset Condition Scoring model relative to pumps applied to this Asset Class)
§ Asset Type: Centrifugal Pump
Note on G34: Author: Max 10 characters

## Data
CODE, Asset Class Type | CODE, Asset Type | Asset Type Attribute Description | Parent Asset | Process Area | Sub-Process Area | TAGGED - Name Plate | TAG ID - Tag ID | PLANT - OWAM Plant | ASSET_RECORD_TYPE - Asset Record Type | ASSET_DESC - Asset Description | ASSET_STATUS - Asset Status | DEPARTMENT - Administrative Department | AREA - Administrative Area | BREAKER_NO - Breaker Number | CONTROL_PANEL - Control Panel ID Number | BUILDING - Building Segment | LOCATION - Physical location of Asset | ROOM - Room (location) | Drawing Number (PPID or ESLD) | (1) Environmental Stewardship - Release of effluent/chemicals/gaseous pollutants to surface/ground water/soil/air (275 - 0,35,60,125,275) | (2) Safety - Loss / injury of life / limb (325 - 0,50,70,125,325) | (3a) Level of Service Reduction - Output (250-0,75,125,175,250) | (3b) Cost of repair / Replacement (200-0,50,80,120,200) | (3c) Maintain-ability (200-0,80,130,200) | (3d) Detectability) (50-0,50) | (6) Total Consequence of Failure = sum of G to L ( max 1300) | ASSET CRITICALITY
AAPE | WW-DETR_GA |  | 151 | Pre-Treatment | Instrumentation |  | AT-G5011 | 01 | E | Pre-Treatment, DETECTOR, Gas AT-G5011, Wet Well Methane Gas Detector |  | WWD | Waste | AT-G5011 |  | G - Headworks |  |  | 1-0102-PPID-G503
AAPE | WW-DETR_GA |  | 151 | Pre-Treatment | Instrumentation |  | AT-G5012 | 01 | E | Pre-Treatment, DETECTOR, Gas AT-G5012, Wet Well HC Gas Detector |  | WWD | Waste | AT-G5012 |  | G - Headworks |  |  | 1-0102-PPID-G503
AAPE | WW-DETR_GA |  | 151 | Pre-Treatment | Instrumentation |  | AT-G5013 | 01 | E | Pre-Treatment, DETECTOR, Gas AT-G5013, Wet Well HC Gas Detector |  | WWD | Waste | AT-G5013 |  | G - Headworks |  |  | 1-0102-PPID-G503
AAPE | WW-DETR_GA |  | 151 | Pre-Treatment | Instrumentation |  | AT-G5014 | 01 | E | Pre-Treatment, DETECTOR, Gas AT-G5014, Wet Well H2S Gas Detector |  | WWD | Waste | AT-G5014 |  | G - Headworks |  |  | 1-0102-PPID-G503
AAPE | WW-DETR_GA |  | 151 | Pre-Treatment | Instrumentation |  | AT-G5021 | 01 | E | Pre-Treatment, DETECTOR, Gas AT-G5021, Dry Well H2S Gas Detector |  | WWD | Waste | AT-G5021 |  | G - Headworks |  |  | 1-0102-PPID-G503
AAPE | WW-DETR_GA |  | 151 | Pre-Treatment | Instrumentation |  | AT-G5022 | 01 | E | Pre-Treatment, DETECTOR, Gas AT-G5022, Dry Well O2 Gas Detector |  | WWD | Waste | AT-G5022 |  | G - Headworks |  |  | 1-0102-PPID-G503
AAPE | WW-DETR_GA |  | 158 | Pre-Treatment | Instrumentation |  | AT-G5031 | 01 | E | Pre-Treatment, DETECTOR, Gas AT-G5031, Screen Room Methane Gas Detector |  | WWD | Waste | AT-G5031 |  | G - Headworks |  |  | 1-0102-PPID-G503
AAPE | WW-DETR_GA |  | 158 | Pre-Treatment | Instrumentation |  | AT-G5032 | 01 | E | ASSET_DESC - Asset Description |  | WWD | Waste | AT-G5032 |  | G - Headworks |  |  | 1-0102-PPID-G503
AAPE | WW-DETR_GA |  | 158 | Pre-Treatment | Instrumentation |  | AT-G5033 | 01 | E | Pre-Treatment, DETECTOR, Gas AT-G5033, Screen Room Loading Area HC Gas Detector |  | WWD | Waste | AT-G5033 |  | G - Headworks |  |  | 1-0102-PPID-G503
AAPE | WW-DETR_GA |  | 158 | Pre-Treatment | Instrumentation |  | AT-G5034 | 01 | E | Pre-Treatment, DETECTOR, Gas AT-G5034, Screen Room Loading Area H2S Gas Detector |  | WWD | Waste | AT-G5034 |  | G - Headworks |  |  | 1-0102-PPID-G503
AAPE | WW-DETR_GA |  | 158 | Pre-Treatment | Instrumentation |  | AT-G5041 | 01 | E | Pre-Treatment, DETECTOR, Gas AT-G5041, Grit Tank Room Methane Gas Detector |  | WWD | Waste | AT-G5041 |  | G - Headworks |  |  | 1-0102-PPID-G503
AAPE | WW-DETR_GA |  | 158 | Pre-Treatment | Instrumentation |  | AT-G5042 | 01 | E | Pre-Treatment, DETECTOR, Gas AT-G5042, Grit Tank Room H2S Gas Detector |  | WWD | Waste | AT-G5042 |  | G - Headworks |  |  | 1-0102-PPID-G503
AAPE | WW-DOR_OHD |  | 85 | Pre-Treatment | Buildings & Concrete Structures |  | OD-G566 | 01 | E | Pre-Treatment, DOOR, Overhead OD-G566, Screen Room Overhead Door |  | WWD | Waste | OD-G566 | MCC-G720 | G - Headworks |  |  | 1-0102-PPID-G901
AAPE | WW-DOR_OHD |  | 85 | Pre-Treatment | Buildings & Concrete Structures |  | OD-G567 | 01 | E | Pre-Treatment, DOOR, Overhead OD-G567, Truck Bay North Overhead Door |  | WWD | Waste | OD-G567 | MCC-G750 | G - Headworks |  |  | 1-0102-PPID-G902
AAPE | WW-DOR_OHD |  | 85 | Pre-Treatment | Buildings & Concrete Structures |  | OD-G568 | 01 | E | Pre-Treatment, DOOR, Overhead OD-G568, Truck Bay South Overhead Door |  | WWD | Waste | OD-G568 | MCC-G760 | G - Headworks |  |  | 1-0102-PPID-G902
AAPE | WW-FIL_ATO |  | P | Pre-Treatment | Buildings HVAC |  | U-G670 | 01 | E | Pre-Treatment, FILTER, Auto U-G670, Glycol Heat Recovery Auto Backwash Filter |  | WWD | Waste | U-G670 |  | G - Headworks |  |  | 1-0102-PPID-G602
AAPE | WW-FIXT_LI |  | P | Pre-Treatment | Electrical Power Supply |  | Group | 01 | E | Pre-Treatment, LIGHTING, FIXTURES Group, Lighting & Receptacles Group Asset |  | WWD | Waste | Group |  | G - Headworks
AAPE | WW-HTR_ESP |  | P | Pre-Treatment | Buildings HVAC |  | UH-G644 | 01 | E | Pre-Treatment, HEATER, Electric Space UH-G644, Grit & Screen Bldg Electrical Room Electric Unit Heater |  | WWD | Waste | UH-G644 | MCC-G780 | G - Headworks |  |  | 1-0102-PPID-G619
AAPE | WW-HTR_EWT |  | P | Pre-Treatment | Influent Screening |  | TK-G533 | 01 | E | Pre-Treatment, HEATER, Electric Water TK-G533, Hot Water Heater |  | WWD | Waste | TK-G533 | MCC-G750 | G - Headworks |  |  | 1-0102-PPID-G508
AAPE | WW-HTR_WTR |  | P | Pre-Treatment | Buildings HVAC |  | UH-G624 | 01 | E | Pre-Treatment, HEATER, Water UH-G624, Screen Room Hot Water Unit Heaters, 4 of |  | WWD | Waste | UH-G624 |  | G - Headworks |  |  | 1-0102-PPID-G609
AAPE | WW-HTR_WTR |  | P | Pre-Treatment | Buildings HVAC |  | UH-G625 | 01 | E | Pre-Treatment, HEATER, Water UH-G625, Screen Corridor Hot Water Unit Heaters |  | WWD | Waste | UH-G625 |  | G - Headworks |  |  | 1-0102-PPID-G609
AAPE | WW-HTR_WTR |  | P | Pre-Treatment | Buildings HVAC |  | UH-G607 | 01 | E | Pre-Treatment, HEATER, Water UH-G607, Storage Room G129 Hot Water Unit Heater |  | WWD | Waste | UH-G607 | MCC-G711 | G - Headworks |  |  | 1-0102-PPID-G611
AAPE | WW-HTR_WTR |  | P | Pre-Treatment | Buildings HVAC |  | UH-G698 | 01 | E | Pre-Treatment, HEATER, Water UH-G698, Mechanical Room Hot Water Unit Heater |  | WWD | Waste | UH-G698 | MCC-G712 | G - Headworks |  |  | 1-0102-PPID-G611
AAPE | WW-HTR_WTR |  | P | Pre-Treatment | Buildings HVAC |  | UH-G699 | 01 | E | Pre-Treatment, HEATER, Water UH-G699, Mechanical Room Hot Water Unit Heater |  | WWD | Waste | UH-G699 | MCC-G713 | G - Headworks |  |  | 1-0102-PPID-G611
AAPE | WW-HTR_WTR |  | P | Pre-Treatment | Buildings HVAC |  | UH-G617 | 01 | E | Pre-Treatment, HEATER, Water UH-G617, Grit & Screen Bldg Cable Service Room Hot Water Unit Heater |  | WWD | Waste | UH-G617 |  | G - Headworks |  |  | 1-0102-PPID-G619
AAPE | WW-HTR_WTR |  | P | Pre-Treatment | Buildings HVAC |  | UH-G614 | 01 | E | Pre-Treatment, HEATER, Water UH-G614, Grit & Screening Platform Hot Water Unit Heaters, 4 of |  | WWD | Waste | UH-G614 |  | G - Headworks |  |  | 1-0102-PPID-G620
AAPE | WW-HTR_WTR |  | P | Pre-Treatment | Buildings HVAC |  | UH-G615 | 01 | E | Pre-Treatment, HEATER, Water UH-G615, Truck Loading Bay Hot Water Unit Heaters, 4 of |  | WWD | Waste | UH-G615 |  | G - Headworks |  |  | 1-0102-PPID-G620
AAPE | WW-HTR_WTR |  | P | Pre-Treatment | Buildings HVAC |  | UH-G616 | 01 | E | Pre-Treatment, HEATER, Water UH-G616, Mechanical Room Hot Water Unit Heater |  | WWD | Waste | UH-G616 |  | G - Headworks |  |  | 1-0102-PPID-G620
AAPE | WW-HTR_WTR |  | P | Pre-Treatment | Buildings HVAC |  | HTR-G656 | 01 | E | Pre-Treatment, HEATER, Water HTR-G656, Washroom Hot Water Unit Heater |  | WWD | Waste | HTR-G656 |  | G - Headworks |  |  | 1-0102-PPID-G620
AAPE | WW-HTR_WTR |  | P | Pre-Treatment | Buildings HVAC |  | HTR-G657 | 01 | E | Pre-Treatment, HEATER, Water HTR-G657, Janitor Room Hot Water Unit Heater |  | WWD | Waste | HTR-G657 |  | G - Headworks |  |  | 1-0102-PPID-G620
AAPE | WW-HTR_WTR |  | P | Pre-Treatment | Buildings HVAC |  | HTR-G658 | 01 | E | Pre-Treatment, HEATER, Water HTR-G658, Stair Hot Water Unit Heater |  | WWD | Waste | HTR-G658 |  | G - Headworks |  |  | 1-0102-PPID-G620
AAPE | WW-HTR_WTR |  | P | Pre-Treatment | Buildings HVAC |  | HTR-G659 | 01 | E | Pre-Treatment, HEATER, Water HTR-G659, Stair Hot Water Unit Heater |  | WWD | Waste | HTR-G659 |  | G - Headworks |  |  | 1-0102-PPID-G620
AAPE | WW-HTR_WTR |  | P | Pre-Treatment | Buildings HVAC |  | UH-G694 | 01 | E | Pre-Treatment, HEATER, Water UH-G694, Grit Pump Room Hot Water Unit Heater |  | WWD | Waste | UH-G694 |  | G - Headworks |  |  | 1-0102-PPID-G622
AAPE | WW-HTR_WTR |  | P | Pre-Treatment | Buildings HVAC |  | UH-G695 | 01 | E | Pre-Treatment, HEATER, Water UH-G695, Grit Pump Room Hot Water Unit Heaters, 2 of |  | WWD | Waste | UH-G695 |  | G - Headworks |  |  | 1-0102-PPID-G622
AAPE | WW-STR_ATO |  | P | Pre-Treatment | Influent Screening |  | STR-G535 | 01 | E | Pre-Treatment, STRAINER, Auto STR-G535, Automatic Strainer #1 |  | WWD | Waste | STR-G535 |  | G - Headworks |  |  | 1-0102-PPID-G508
AAPE | WW-STR_ATO |  | P | Pre-Treatment | Influent Screening |  | STR-G536 | 01 | E | Pre-Treatment, STRAINER, Auto STR-G536, Automatic Strainer #2 |  | WWD | Waste | STR-G536 |  | G - Headworks |  |  | 1-0102-PPID-G508
AAPE | WW-SYS-DHW |  | P | Pre-Treatment | Buildings & Concrete Structures |  | Group | 01 | E | Pre-Treatment, SYSTEM, Domestic Hot water Group, Domestic Water System Group Asset |  | WWD | Waste | Group |  | G - Headworks |  |  | 1-0102-PPID-G509
ACEQ | WW-INSTR_GRP |  | P | Pre-Treatment | Instrumentation |  | Group | 01 | E | Pre-Treatment, INSTRUMENT, Group Group, Influent Pumping Instrumentation Group Asset |  | WWD | Waste | Group |  | G - Headworks
ACEQ | WW-INSTR_GRP |  | P | Pre-Treatment | Instrumentation |  | Group | 01 | E | Pre-Treatment, INSTRUMENT, Group Group, Influent Screening Instrumentation Group Asset |  | WWD | Waste | Group |  | G - Headworks
ACEQ | WW-INSTR_GRP |  | P | Pre-Treatment | Instrumentation |  | Group | 01 | E | Pre-Treatment, INSTRUMENT, Group Group, Grit System Instrumentation Group Asset |  | WWD | Waste | Group |  | G - Headworks
ACEQ | WW-INSTR_GRP |  | P | Pre-Treatment | Instrumentation |  | Group | 01 | E | Pre-Treatment, INSTRUMENT, Group Group, HVAC Instrumentation Group Asset |  | WWD | Waste | Group |  | G - Headworks
0
0
ACEQ | WW-PANL_LO |  | P | Pre-Treatment | Instrumentation |  | GDC-G1 | 01 | E | Pre-Treatment, PANEL, Local Control GDC-G1, Gas Detection Controller |  | WWD | Waste | GDC-G1 |  | G - Headworks |  |  | 1-0102-PPID-G503
ACEQ | WW-PANL_LO |  | P | Pre-Treatment | Instrumentation |  | GDC-G2 | 01 | E | Pre-Treatment, PANEL, Local Control GDC-G2, Gas Detection Controller |  | WWD | Waste | GDC-G2 |  | G - Headworks |  |  | 1-0102-PPID-G503
0
ACEQ | WW-XMTR_FM |  | P | Pre-Treatment | Instrumentation |  | FE/ FIT- G1061 | 01 | E | Pre-Treatment, TRANSMITTER, Flow, Magnetic FE/ FIT- G1061, Raw Sewage Recycle Flow Meter |  | WWD | Waste | FE/ FIT- G1061 |  | G - Headworks |  |  | 1-0102-PPID-G101
ACEQ | WW-XMTR_FM |  | P | Pre-Treatment | Instrumentation |  | FE / FIT-G1111 | 01 | E | Pre-Treatment, TRANSMITTER, Flow, Magnetic FE / FIT-G1111, Raw Sewage Flow Meter #1 |  | WWD | Waste | FE / FIT-G1111 |  | G - Headworks |  |  | 1-0102-PPID-G102
ACEQ | WW-XMTR_FM |  | P | Pre-Treatment | Instrumentation |  | FE / FIT-G1121 | 01 | E | Pre-Treatment, TRANSMITTER, Flow, Magnetic FE / FIT-G1121, Raw Sewage Flow Meter #2 |  | WWD | Waste | FE / FIT-G1121 |  | G - Headworks |  |  | 1-0102-PPID-G103
ACEQ | WW-XMTR_FM |  | P | Pre-Treatment | Instrumentation |  | FE / FIT-G1131 | 01 | E | Pre-Treatment, TRANSMITTER, Flow, Magnetic FE / FIT-G1131, Raw Sewage Flow Meter #3 |  | WWD | Waste | FE / FIT-G1131 |  | G - Headworks |  |  | 1-0102-PPID-G104
ACEQ | WW-XMTR_FM |  | P | Pre-Treatment | Instrumentation |  | FE / FIT-G1141 | 01 | E | Pre-Treatment, TRANSMITTER, Flow, Magnetic FE / FIT-G1141, Raw Sewage Flow Meter #4 |  | WWD | Waste | FE / FIT-G1141 |  | G - Headworks |  |  | 1-0102-PPID-G105
ACEQ | WW-XMTR_FM |  | P | Pre-Treatment | Instrumentation |  | FE/ FIT- G1051 | 01 | E | Pre-Treatment, TRANSMITTER, Flow, Magnetic FE/ FIT- G1051, Wet Well Grit Pump P-G105 Flow Meter |  | WWD | Waste | FE/ FIT- G1051 |  | G - Headworks |  |  | 1-0102-PPID-G106
ACEQ | WW-XMTR_FM |  | P | Pre-Treatment | Instrumentation |  | FE/ FIT- G3231 | 01 | E | Pre-Treatment, TRANSMITTER, Flow, Magnetic FE/ FIT- G3231, Grit Slurry Pumps to Cyclones Flow Meter |  | WWD | Waste | FE/ FIT- G3231 |  | G - Headworks |  |  | 1-0102-PPID-G302
ACEQ | WW-XMTR_FM |  | P | Pre-Treatment | Instrumentation |  | FE/ FIT- G3251 | 01 | E | Pre-Treatment, TRANSMITTER, Flow, Magnetic FE/ FIT- G3251, Grit Slurry Pumps to Cyclones Flow Meter |  | WWD | Waste | FE/ FIT- G3251 |  | G - Headworks |  |  | 1-0102-PPID-G302
ACEQ | WW-XMTR_FM |  | P | Pre-Treatment | Instrumentation |  | FE/ FIT- G6621 | 01 | E | Pre-Treatment, TRANSMITTER, Flow, Magnetic FE/ FIT- G6621, Hot Water Pumps P-G660/G661 Flow Meter |  | WWD | Waste | FE/ FIT- G6621 |  | G - Headworks |  |  | 1-0102-PPID-G624
CUSP | WW-BLDG_PR |  | P | Pre-Treatment | Buildings & Concrete Structures |  | Building Envelope | 01 | E | Pre-Treatment, BUILDING, Process Building Envelope, Pre-Treatment Building Envelope |  | WWD | Waste | 0 |  | G - Headworks |  |  | 1-0102-PPID-G901
CUSP | WW-CHNL_CO |  | P | Pre-Treatment | Buildings & Concrete Structures |  | Group | 01 | E | Pre-Treatment, CHANNEL, Concrete Group, Channels & Waterways Group Asset |  | WWD | Waste | Group |  | G - Headworks
CUSP | WW-TANK-CO |  | P | Pre-Treatment | Grit Handling |  | TK-G331 | 01 | E | Pre-Treatment, TANK, Concrete (Clarifiers/Digesters/Fermenters) TK-G331, Grit Slurry Tank #3 |  | WWD | Waste | TK-G331 |  | G - Headworks |  |  | 1-0102-PPID-G303
CUSP | WW-TANK-CO |  | P | Pre-Treatment | Grit Handling |  | TK-G332 | 01 | E | Pre-Treatment, TANK, Concrete (Clarifiers/Digesters/Fermenters) TK-G332, Grit Slurry Tank #4 |  | WWD | Waste | TK-G332 |  | G - Headworks |  |  | 1-0102-PPID-G303
IMST | WW-VESS_BI |  | P | Pre-Treatment | Influent Screening |  | TK-G233 | 01 | E | Pre-Treatment, VESSEL, Bin TK-G233, Disposal Bin #1 |  | WWD | Waste | TK-G233 |  | G - Headworks |  |  | 1-0102-PPID-G203
IMST | WW-VESS_BI |  | P | Pre-Treatment | Influent Screening |  | TK-G234 | 01 | E | Pre-Treatment, VESSEL, Bin TK-G234, Disposal Bin #2 |  | WWD | Waste | TK-G234 |  | G - Headworks |  |  | 1-0102-PPID-G203
IMST | WW-VESS_TA |  | P | Pre-Treatment | Grit Handling |  | TK-G321 | 01 | E | Pre-Treatment, VESSEL, Tank TK-G321, Grit Slurry Tank #1 |  | WWD | Waste | TK-G321 |  | G - Headworks |  |  | 1-0102-PPID-G301
IMST | WW-VESS_TA |  | P | Pre-Treatment | Grit Handling |  | TK-G322 | 01 | E | Pre-Treatment, VESSEL, Tank TK-G322, Grit Slurry Tank #2 |  | WWD | Waste | TK-G322 |  | G - Headworks |  |  | 1-0102-PPID-G301
0
0
MAME | WW-BLWR_CE |  | P | Pre-Treatment | Grit Handling |  | B-G351 | 01 | E | Pre-Treatment, BLOWER, Centrifugal B-G351, Channel Aeration Blower #1 |  | WWD | Waste | B-G351 | MCC-G750 | G - Headworks |  |  | 1-0102-PPID-G307
MAME | WW-BLWR_CE |  | P | Pre-Treatment | Grit Handling |  | B-G352 | 01 | E | Pre-Treatment, BLOWER, Centrifugal B-G352, Channel Aeration Blower #2 |  | WWD | Waste | B-G352 | MCC-G760 | G - Headworks |  |  | 1-0102-PPID-G307
0
MAME | WW-BURN_GA |  | P | Pre-Treatment | Buildings HVAC |  | UH-G655 | 01 | E | Pre-Treatment, BURNER, Gas (Natural/Biogas) UH-G655, Generator Room Natural Gas Unit Heater |  | WWD | Waste | UH-G655 | MCC-G714 | G - Headworks |  |  | 1-0102-PPID-G612
MAME | WW-CLA_SCR |  | P | Pre-Treatment | Grit Handling |  | GRP-G341 | 01 | E | Pre-Treatment, CLASSIFIER, Screw GRP-G341, Grit Classifier #1 |  | WWD | Waste | GRP-G341 | MCC-G750 | G - Headworks |  |  | 1-0102-PPID-G305
MAME | WW-CLA_SCR |  | P | Pre-Treatment | Grit Handling |  | GRP-G342 | 01 | E | Pre-Treatment, CLASSIFIER, Screw GRP-G342, Grit Classifier #2 |  | WWD | Waste | GRP-G342 | MCC-G760 | G - Headworks |  |  | 1-0102-PPID-G305
MAME | WW-COM_SCR |  | P | Pre-Treatment | Influent Screening |  | WCP-G231 | 01 | E | Pre-Treatment, COMPACTOR, Screw WCP-G231, Screening Washer / Compactor #1 |  | WWD | Waste | WCP-G231 | MCC-G750 | G - Headworks |  |  | 1-0102-PPID-G203
MAME | WW-COM_SCR |  | P | Pre-Treatment | Influent Screening |  | WCP-G232 | 01 | E | Pre-Treatment, COMPACTOR, Screw WCP-G232, Screening Washer / Compactor #2 |  | WWD | Waste | WCP-G232 | MCC-G760 | G - Headworks |  |  | 1-0102-PPID-G203
MAME | WW-CRAN_OH |  | P | Pre-Treatment | Buildings & Concrete Structures |  | CRN-G565 | 01 | E | Pre-Treatment, CRANE, Over Head Bridge CRN-G565, Screen Room Travelling Bridge Crane |  | WWD | Waste | CRN-G565 | MCC-G710 | G - Headworks |  |  | 1-0102-PPID-G901
MAME | WW-FAN |  | P | Pre-Treatment | Buildings HVAC |  | EF-B685 | 01 | E | Pre-Treatment, FAN EF-B685, Screen Room Exhaust Fan #1 & Dampers |  | WWD | Waste | EF-B685 | MCC-G770 | B - Service Building & Existing |  |  | 1-0102-PPID-G609
MAME | WW-FAN |  | P | Pre-Treatment | Buildings HVAC |  | EF-B686 | 01 | E | Pre-Treatment, FAN EF-B686, Screen Room Exhaust Fan #2 & Dampers |  | WWD | Waste | EF-B686 | MCC-G780 | B - Service Building & Existing |  |  | 1-0102-PPID-G609
MAME | WW-FAN |  | P | Pre-Treatment | Buildings HVAC |  | EF-G685 | 01 | E | Pre-Treatment, FAN EF-G685, Pump Dry Well Exhaust Fan |  | WWD | Waste | EF-G685 | MCC-G710 | G - Headworks |  |  | 1-0102-PPID-G610
MAME | WW-FAN |  | P | Pre-Treatment | Buildings HVAC |  | EF-G652 | 01 | E | Pre-Treatment, FAN EF-G652, Generator Room Exhaust Fan #1 & Damper |  | WWD | Waste | EF-G652 | MCC-G730 | G - Headworks |  |  | 1-0102-PPID-G612
MAME | WW-FAN |  | P | Pre-Treatment | Buildings HVAC |  | EF-G653 | 01 | E | Pre-Treatment, FAN EF-G653, Generator Room Exhaust Fan #2 & Damper |  | WWD | Waste | EF-G653 | MCC-G730 | G - Headworks |  |  | 1-0102-PPID-G612
MAME | WW-FAN |  | P | Pre-Treatment | Buildings HVAC |  | SF-G601 | 01 | E | Pre-Treatment, FAN SF-G601, Wet Well Upper Level Supply Fan & Dampers |  | WWD | Waste | SF-G601 | MCC-G710 | G - Headworks |  |  | 1-0102-PPID-G614
MAME | WW-FAN |  | P | Pre-Treatment | Buildings HVAC |  | SF-G602 | 01 | E | Pre-Treatment, FAN SF-G602, Wet Well Supply Fan & Dampers |  | WWD | Waste | SF-G602 | MCC-G720 | G - Headworks |  |  | 1-0102-PPID-G615
MAME | WW-FAN |  | P | Pre-Treatment | Buildings HVAC |  | EF-G686 | 01 | E | Pre-Treatment, FAN EF-G686, Wet Well Exhaust Fan #1 & Dampers |  | WWD | Waste | EF-G686 | MCC-G720 | G - Headworks |  |  | 1-0102-PPID-G615
MAME | WW-FAN |  | P | Pre-Treatment | Buildings HVAC |  | EF-G687 | 01 | E | Pre-Treatment, FAN EF-G687, Wet Well Exhaust Fan #2 & Dampers |  | WWD | Waste | EF-G687 | MCC-G710 | G - Headworks |  |  | 1-0102-PPID-G615
MAME | WW-FAN |  | P | Pre-Treatment | Buildings HVAC |  | EF-G692 | 01 | E | Pre-Treatment, FAN EF-G692, Electrical Room Exhaust Fan & Damper |  | WWD | Waste | EF-G692 | MCC-G720 | G - Headworks |  |  | 1-0102-PPID-G616
MAME | WW-FAN |  | P | Pre-Treatment | Buildings HVAC |  | EF-G611 | 01 | E | Pre-Treatment, FAN EF-G611, Grit & Screening Platform, Truck Loading Bay Exhaust Fan & Damper |  | WWD | Waste | EF-G611 | MCC-G770 | G - Headworks |  |  | 1-0102-PPID-G620
MAME | WW-FAN |  | P | Pre-Treatment | Buildings HVAC |  | EF-B687 | 01 | E | Pre-Treatment, FAN EF-B687, Grit Tank Room Exhaust Fan #1 & Dampers |  | WWD | Waste | EF-B687 | MCC-G770 | B - Service Building & Existing |  |  | 1-0102-PPID-G621
MAME | WW-FAN |  | P | Pre-Treatment | Buildings HVAC |  | EF-B688 | 01 | E | Pre-Treatment, FAN EF-B688, Grit Tank Room Exhaust Fan #2 & Dampers |  | WWD | Waste | EF-B688 | MCC-G780 | B - Service Building & Existing |  |  | 1-0102-PPID-G621
MAME | WW-FAN |  | P | Pre-Treatment | Buildings HVAC |  | EF-Group | 01 | E | Pre-Treatment, FAN EF-Group, EXHAUST FAN & DAMPERS < 1 kW, Group Asset |  | WWD | Waste | EF-Group |  | G - Headworks
MAME | WW-FAN |  | P | Pre-Treatment | Buildings HVAC |  | SF-Group | 01 | E | Pre-Treatment, FAN SF-Group, SUPPLY FAN & DAMPERS < 1 kW, Group Asset |  | WWD | Waste | SF-Group |  | G - Headworks
0
0
0
MAME | WW-HEXR_PL |  | P | Pre-Treatment | Buildings HVAC |  | HE-G663 | 01 | E | Pre-Treatment, HEAT EXCHANGER, Plate HE-G663, Hot Water / Glycol Heat Exchanger |  | WWD | Waste | HE-G663 |  | G - Headworks |  |  | 1-0102-PPID-G625
MAME | WW-HEXR_TU |  | P | Pre-Treatment | Buildings HVAC |  | HE-G670 | 01 | E | Pre-Treatment, HEAT EXCHANGER, Tube HE-G670, Glycol / Flushing Water Heat Exchanger |  | WWD | Waste | HE-G670 |  | G - Headworks |  |  | 1-0102-PPID-G602
MAME | WW-HEXR_TU |  | P | Pre-Treatment | Buildings HVAC |  | HE-G603 | 01 | E | Pre-Treatment, HEAT EXCHANGER, Tube HE-G603, Glycol / Flushing Water Heat Exchanger |  | WWD | Waste | HE-G603 |  | G - Headworks |  |  | 1-0102-PPID-G614
MAME | WW-HEXR_TU |  | P | Pre-Treatment | Buildings HVAC |  | HE-G605 | 01 | E | Pre-Treatment, HEAT EXCHANGER, Tube HE-G605, Glycol / Flushing Water Heat Exchanger |  | WWD | Waste | HE-G605 |  | G - Headworks |  |  | 1-0102-PPID-G614
MAME | WW-HEXR_TU |  | P | Pre-Treatment | Buildings HVAC |  | HE-G673 | 01 | E | Pre-Treatment, HEAT EXCHANGER, Tube HE-G673, Glycol / Flushing Water Heat Exchanger |  | WWD | Waste | HE-G673 |  | G - Headworks |  |  | 1-0102-PPID-G623
MAME | WW-HVAC_AC |  | 123 | Pre-Treatment | Buildings HVAC |  | ACU-G641 | 01 | E | Pre-Treatment, Air Conditioning Unit ACU-G641, Grit & Screen Bldg Electrical Room Air Conditioning Unit |  | WWD | Waste | ACU-G641 | MCC-G770 | G - Headworks |  |  | 1-0102-PPID-G619
MAME | WW-HVAC_AC |  | 123 | Pre-Treatment | Buildings HVAC |  | ACU-G642 | 01 | E | Pre-Treatment, Air Conditioning Unit ACU-G642, Grit & Screen Bldg Electrical Room Air Conditioning Unit |  | WWD | Waste | ACU-G642 | MCC-G780 | G - Headworks |  |  | 1-0102-PPID-G619
MAME | WW-HVAC_AC |  | 123 | Pre-Treatment | Buildings HVAC |  | ACU-G643 | 01 | E | Pre-Treatment, Air Conditioning Unit ACU-G643, Grit & Screen Bldg Electrical Room Air Conditioning Unit |  | WWD | Waste | ACU-G643 | MCC-G770 | G - Headworks |  |  | 1-0102-PPID-G619
MAME | WW-HVAC_AH |  | P | Pre-Treatment | Buildings HVAC |  | AHU-G649 | 01 | E | Pre-Treatment, AIR HANDLING UNIT AHU-G649, Control Room Air Handling Unit & Dampers |  | WWD | Waste | AHU-G649 | MCC-G710 | G - Headworks |  |  | 1-0102-PPID-G603
MAME | WW-HVAC_AH |  | P | Pre-Treatment | Buildings HVAC |  | AHU-G651 | 01 | E | Pre-Treatment, AIR HANDLING UNIT AHU-G651, Control Room Air Handling Unit & Dampers |  | WWD | Waste | AHU-G651 | MCC-G710 | G - Headworks |  |  | 1-0102-PPID-G603
MAME | WW-HVAC_AH |  | 104 | Pre-Treatment | Buildings HVAC |  | CU-G651 | 01 | E | Pre-Treatment, AIR HANDLING UNIT CU-G651, Control Room Condensing Unit |  | WWD | Waste | CU-G651 | MCC-G710 | G - Headworks |  |  | 1-0102-PPID-G603
MAME | WW-HVAC_AH |  | P | Pre-Treatment | Buildings HVAC |  | AHU-G680 | 01 | E | Pre-Treatment, AIR HANDLING UNIT AHU-G680, Motor Room Cooling Unit #1 & Dampers |  | WWD | Waste | AHU-G680 | MCC-G720 | G - Headworks |  |  | 1-0102-PPID-G604
MAME | WW-HVAC_AH |  | P | Pre-Treatment | Buildings HVAC |  | AHU-G681 | 01 | E | Pre-Treatment, AIR HANDLING UNIT AHU-G681, Motor Room Cooling Unit #2 & Dampers |  | WWD | Waste | AHU-G681 | MCC-G710 | G - Headworks |  |  | 1-0102-PPID-G605
MAME | WW-HVAC_AH |  | P | Pre-Treatment | Buildings HVAC |  | AHU-G682 | 01 | E | Pre-Treatment, AIR HANDLING UNIT AHU-G682, Electrical & Blower Rooms Cooling Unit & Dampers |  | WWD | Waste | AHU-G682 | MCC-G720 | G - Headworks |  |  | 1-0102-PPID-G606
MAME | WW-HVAC_AH |  | P | Pre-Treatment | Buildings HVAC |  | AHU-G683 | 01 | E | Pre-Treatment, AIR HANDLING UNIT AHU-G683, Pump Well, Motor Room, Mech Room, Viewing Gallery Ventilation Unit & Dampers |  | WWD | Waste | AHU-G683 | MCC-G710 | G - Headworks |  |  | 1-0102-PPID-G607
MAME | WW-HVAC_AH |  | P | Pre-Treatment | Buildings HVAC |  | AHU-G620 | 01 | E | Pre-Treatment, AIR HANDLING UNIT AHU-G620, Screen Room Ventilation Unit & Dampers |  | WWD | Waste | AHU-G620 | MCC-G780 | G - Headworks |  |  | 1-0102-PPID-G608
MAME | WW-HVAC_AH |  | P | Pre-Treatment | Buildings HVAC |  | AHU-G610 | 01 | E | Pre-Treatment, AIR HANDLING UNIT AHU-G610, Grit & Screen Building Mechanical Room Air Handling Unit & Dampers |  | WWD | Waste | AHU-G610 | MCC-G770 | G - Headworks |  |  | 1-0102-PPID-G617
MAME | WW-HVAC_AH |  | P | Pre-Treatment | Buildings HVAC |  | AHU-G630 | 01 | E | Pre-Treatment, AIR HANDLING UNIT AHU-G630, Grit Room Air Handling Unit & Dampers |  | WWD | Waste | AHU-G630 | MCC-G780 | G - Headworks |  |  | 1-0102-PPID-G618
MAME | WW-HVAC_AH |  | P | Pre-Treatment | Buildings HVAC |  | AHU-G640 | 01 | E | Pre-Treatment, AIR HANDLING UNIT AHU-G640, Grit & Screen Building Electrical Room Air Handling Unit & Damper |  | WWD | Waste | AHU-G640 | MCC-G770 | G - Headworks |  |  | 1-0102-PPID-G619
MAME | WW-HVAC_DU |  | P | Pre-Treatment | Buildings HVAC |  | DU-Group | 01 | E | Pre-Treatment, DUCTING DU-Group, DUCTING, Group Asset |  | WWD | Waste | DU-Group |  | G - Headworks
MAME | WW-PUMP_CE |  | P | Pre-Treatment | Influent Pumping |  | P-G101 | 01 | E | Pre-Treatment, PUMP, Centrifugal P-G101, Raw Sewage Pump #1 |  | WWD | Waste | P-G101 | MCC-G740 | G - Headworks |  |  | 1-0102-PPID-G102
MAME | WW-PUMP_CE |  | P | Pre-Treatment | Influent Pumping |  | P-G102 | 01 | E | Pre-Treatment, PUMP, Centrifugal P-G102, Raw Sewage Pump #2 |  | WWD | Waste | P-G102 | MCC-G750 | G - Headworks |  |  | 1-0102-PPID-G103
MAME | WW-PUMP_CE |  | P | Pre-Treatment | Influent Pumping |  | P-G103 | 01 | E | Pre-Treatment, PUMP, Centrifugal P-G103, Raw Sewage Pump #3 |  | WWD | Waste | P-G103 | MCC-G760 | G - Headworks |  |  | 1-0102-PPID-G104
MAME | WW-PUMP_CE |  | P | Pre-Treatment | Influent Pumping |  | P-G104 | 01 | E | Pre-Treatment, PUMP, Centrifugal P-G104, Raw Sewage Pump #4 |  | WWD | Waste | P-G104 | MCC-G730 | G - Headworks |  |  | 1-0102-PPID-G105
MAME | WW-PUMP_CE |  | P | Pre-Treatment | Influent Pumping |  | P-G105 | 01 | E | Pre-Treatment, PUMP, Centrifugal P-G105, Wet Well Grit Pump |  | WWD | Waste | P-G105 | MCC-G710 | G - Headworks |  |  | 1-0102-PPID-G106
MAME | WW-PUMP_CE |  | P | Pre-Treatment | Influent Screening |  | P-G221 | 01 | E | Pre-Treatment, PUMP, Centrifugal P-G221, Sluice Water Pump #1 |  | WWD | Waste | P-G221 | MCC-G750 | G - Headworks |  |  | 1-0102-PPID-G204
MAME | WW-PUMP_CE |  | P | Pre-Treatment | Influent Screening |  | P-G222 | 01 | E | Pre-Treatment, PUMP, Centrifugal P-G222, Sluice Water Pump #2 |  | WWD | Waste | P-G222 | MCC-G760 | G - Headworks |  |  | 1-0102-PPID-G204
MAME | WW-PUMP_CE |  | P | Pre-Treatment | Grit Handling |  | P-G323 | 01 | E | Pre-Treatment, PUMP, Centrifugal P-G323, Grit Slurry Pump #1 |  | WWD | Waste | P-G323 | MCC-G750 | G - Headworks |  |  | 1-0102-PPID-G302
MAME | WW-PUMP_CE |  | P | Pre-Treatment | Grit Handling |  | P-G324 | 01 | E | Pre-Treatment, PUMP, Centrifugal P-G324, Grit Slurry Pump #2 |  | WWD | Waste | P-G324 | MCC-G760 | G - Headworks |  |  | 1-0102-PPID-G302
MAME | WW-PUMP_CE |  | P | Pre-Treatment | Grit Handling |  | P-G325 | 01 | E | Pre-Treatment, PUMP, Centrifugal P-G325, Grit Slurry Pump #3 |  | WWD | Waste | P-G325 | MCC-G750 | G - Headworks |  |  | 1-0102-PPID-G302
MAME | WW-PUMP_CE |  | P | Pre-Treatment | Grit Handling |  | P-G335 | 01 | E | Pre-Treatment, PUMP, Centrifugal P-G335, Grit Slurry Pump #4 |  | WWD | Waste | P-G335 | MCC-G710 | G - Headworks |  |  | 1-0102-PPID-G304
MAME | WW-PUMP_CE |  | P | Pre-Treatment | Grit Handling |  | P-G336 | 01 | E | Pre-Treatment, PUMP, Centrifugal P-G336, Grit Slurry Pump #5 |  | WWD | Waste | P-G336 | MCC-G720 | G - Headworks |  |  | 1-0102-PPID-G304
MAME | WW-PUMP_CE |  | 85 | Pre-Treatment | Buildings & Concrete Structures |  | P-G521 | 01 | E | Pre-Treatment, PUMP, Centrifugal P-G521, Grit Tanks 1 & 2 Pump Room Sump Pump #1 |  | WWD | Waste | P-G521 | MCC-G750 | G - Headworks |  |  | 1-0102-PPID-G505
MAME | WW-PUMP_CE |  | 85 | Pre-Treatment | Buildings & Concrete Structures |  | P-G522 | 01 | E | Pre-Treatment, PUMP, Centrifugal P-G522, Grit Tanks 1 & 2 Pump Room Sump Pump #2 |  | WWD | Waste | P-G522 | MCC-G760 | G - Headworks |  |  | 1-0102-PPID-G505
MAME | WW-PUMP_CE |  | 85 | Pre-Treatment | Buildings & Concrete Structures |  | P-G531 | 01 | E | Pre-Treatment, PUMP, Centrifugal P-G531, Screening Cable Room Sump Pump #1 |  | WWD | Waste | P-G531 | MCC-G750 | G - Headworks |  |  | 1-0102-PPID-G506
MAME | WW-PUMP_CE |  | 85 | Pre-Treatment | Buildings & Concrete Structures |  | P-G532 | 01 | E | Pre-Treatment, PUMP, Centrifugal P-G532, Screening Cable Room Sump Pump #2 |  | WWD | Waste | P-G532 | MCC-G760 | G - Headworks |  |  | 1-0102-PPID-G506
MAME | WW-PUMP_CE |  | 85 | Pre-Treatment | Buildings & Concrete Structures |  | P-G561 | 01 | E | Pre-Treatment, PUMP, Centrifugal P-G561, Dry Well Sump Discharge Pump #1 |  | WWD | Waste | P-G561 |  | G - Headworks |  |  | 1-0102-PPID-G504
MAME | WW-PUMP_CE |  | 85 | Pre-Treatment | Buildings & Concrete Structures |  | P-G562 | 01 | E | Pre-Treatment, PUMP, Centrifugal P-G562, Dry Well Sump Discharge Pump #2 |  | WWD | Waste | P-G562 |  | G - Headworks |  |  | 1-0102-PPID-G504
MAME | WW-PUMP_CE |  | P | Pre-Treatment | Buildings & Concrete Structures |  | U-G526 | 01 | E | Pre-Treatment, PUMP, Centrifugal U-G526, Bar Screen Room Pressure Washer |  | WWD | Waste | U-G526 |  | G - Headworks |  |  | 1-0102-PPID-G901
MAME | WW-PUMP_CE |  | P | Pre-Treatment | Buildings HVAC |  | P-G671 | 01 | E | Pre-Treatment, PUMP, Centrifugal P-G671, UH, HE & AHU Hot Water Booster Pump #1 |  | WWD | Waste | P-G671 | MCC-G710 | G - Headworks |  |  | 1-0102-PPID-G601
MAME | WW-PUMP_CE |  | P | Pre-Treatment | Buildings HVAC |  | P-G672 | 01 | E | Pre-Treatment, PUMP, Centrifugal P-G672, UH, HE & AHU Hot Water Booster Pump #2 |  | WWD | Waste | P-G672 | MCC-G720 | G - Headworks |  |  | 1-0102-PPID-G601
MAME | WW-PUMP_CE |  | P | Pre-Treatment | Buildings HVAC |  | P-G670 | 01 | E | Pre-Treatment, PUMP, Centrifugal P-G670, Glycol Pump to AHU's |  | WWD | Waste | P-G670 | MCC-G720 | G - Headworks |  |  | 1-0102-PPID-G602
MAME | WW-PUMP_CE |  | P | Pre-Treatment | Buildings HVAC |  | P-G605 | 01 | E | Pre-Treatment, PUMP, Centrifugal P-G605, Heat Exchanger HE-G605 Glycol Pump |  | WWD | Waste | P-G605 | MCC-G710 | G - Headworks |  |  | 1-0102-PPID-G614
MAME | WW-PUMP_CE |  | P | Pre-Treatment | Buildings HVAC |  | FDR-G675 | 01 | E | Pre-Treatment, PUMP, Centrifugal FDR-G675, Grit & Screen Bldg Glycol Feed Package |  | WWD | Waste | FDR-G675 |  | G - Headworks |  |  | 1-0102-PPID-G623
MAME | WW-PUMP_CE |  | P | Pre-Treatment | Buildings HVAC |  | P-G677 | 01 | E | Pre-Treatment, PUMP, Centrifugal P-G677, Cable Service Room Condenser Water Pump #1 |  | WWD | Waste | P-G677 | MCC-G770 | G - Headworks |  |  | 1-0102-PPID-G623
MAME | WW-PUMP_CE |  | P | Pre-Treatment | Buildings HVAC |  | P-G678 | 01 | E | Pre-Treatment, PUMP, Centrifugal P-G678, Cable Service Room Condenser Water Pump #2 |  | WWD | Waste | P-G678 | MCC-G780 | G - Headworks |  |  | 1-0102-PPID-G623
MAME | WW-PUMP_CE |  | P | Pre-Treatment | Buildings HVAC |  | P-G674 | 01 | E | Pre-Treatment, PUMP, Centrifugal P-G674, AHU Glycol Pump |  | WWD | Waste | P-G674 | MCC-G780 | G - Headworks |  |  | 1-0102-PPID-G623
MAME | WW-PUMP_CE |  | P | Pre-Treatment | Buildings HVAC |  | P-G660 | 01 | E | Pre-Treatment, PUMP, Centrifugal P-G660, HE & UH Hot Water Pump #1 |  | WWD | Waste | P-G660 | MCC-G780 | G - Headworks |  |  | 1-0102-PPID-G624
MAME | WW-PUMP_CE |  | P | Pre-Treatment | Buildings HVAC |  | P-G661 | 01 | E | Pre-Treatment, PUMP, Centrifugal P-G661, HE & UH Hot Water Pump #2 |  | WWD | Waste | P-G661 | MCC-G770 | G - Headworks |  |  | 1-0102-PPID-G624
MAME | WW-PUMP_CE |  | P | Pre-Treatment | Buildings HVAC |  | FDR-G664 | 01 | E | Pre-Treatment, PUMP, Centrifugal FDR-G664, Grit & Screen Bldg Glycol Feed Package |  | WWD | Waste | FDR-G664 |  | G - Headworks |  |  | 1-0102-PPID-G625
MAME | WW-PUMP_CE |  | P | Pre-Treatment | Buildings HVAC |  | P-G665 | 01 | E | Pre-Treatment, PUMP, Centrifugal P-G665, AHU Glycol Pump #1 |  | WWD | Waste | P-G665 | MCC-G770 | G - Headworks |  |  | 1-0102-PPID-G625
MAME | WW-PUMP_CE |  | P | Pre-Treatment | Buildings HVAC |  | P-G666 | 01 | E | Pre-Treatment, PUMP, Centrifugal P-G666, AHU Glycol Pump #2 |  | WWD | Waste | P-G666 | MCC-G780 | G - Headworks |  |  | 1-0102-PPID-G625
MAME | WW-PUMP_RO |  | P | Pre-Treatment | Grit Handling |  | B-G353 | 01 | E | Pre-Treatment, PUMP, Rotary B-G353, Grit Blower #1 |  | WWD | Waste | B-G353 | MCC-G710 | G - Headworks |  |  | 1-0102-PPID-G306
MAME | WW-PUMP_RO |  | P | Pre-Treatment | Grit Handling |  | B-G354 | 01 | E | Pre-Treatment, PUMP, Rotary B-G354, Grit Blower #2 |  | WWD | Waste | B-G354 | MCC-G720 | G - Headworks |  |  | 1-0102-PPID-G306
MAME | WW-SCRN_PL |  | P | Pre-Treatment | Influent Screening |  | SCR-G211 | 01 | E | Pre-Treatment, SCREEN, Plate, Perforated SCR-G211, Mechanical Screen #1 |  | WWD | Waste | SCR-G211 | MCC-G750 | G - Headworks |  |  | 1-0102-PPID-G201
MAME | WW-SCRN_PL |  | P | Pre-Treatment | Influent Screening |  | SCR-G212 | 01 | E | Pre-Treatment, SCREEN, Plate, Perforated SCR-G212, Mechanical Screen #2 |  | WWD | Waste | SCR-G212 | MCC-G760 | G - Headworks |  |  | 1-0102-PPID-G201
MAME | WW-SCRN_PL |  | P | Pre-Treatment | Influent Screening |  | SCR-G213 | 01 | E | Pre-Treatment, SCREEN, Plate, Perforated SCR-G213, Mechanical Screen #3 |  | WWD | Waste | SCR-G213 | MCC-G750 | G - Headworks |  |  | 1-0102-PPID-G202
MAME | WW-SCRN_PL |  | P | Pre-Treatment | Influent Screening |  | SCR-G214 | 01 | E | Pre-Treatment, SCREEN, Plate, Perforated SCR-G214, Mechanical Screen #4 |  | WWD | Waste | SCR-G214 | MCC-G760 | G - Headworks |  |  | 1-0102-PPID-G202
MEEQ | WW-CABLING |  | P | Pre-Treatment | Electrical Power Supply |  | Group | 01 | E | Pre-Treatment, CABLING Group, LV Cabling Group Asset |  | WWD | Waste | Group |  | G - Headworks
0
MEEQ | WW-CAPACIT |  | P | Pre-Treatment | Electrical Power Supply |  | HF-G750 | 01 | E | Pre-Treatment, CAPACITOR HF-G750, Active Harmonic Filter & Power Factor Correction |  | WWD | Waste | HF-G750 | MCC-G750 | G - Headworks |  |  | 1-0102-ESLD-G004
MEEQ | WW-CAPACIT |  | P | Pre-Treatment | Electrical Power Supply |  | HF-G760 | 01 | E | Pre-Treatment, CAPACITOR HF-G760, Active Harmonic Filter & Power Factor Correction |  | WWD | Waste | HF-G760 | MCC-G760 | G - Headworks |  |  | 1-0102-ESLD-G005
MEEQ | WW-CTRL_VF |  | 1 | Pre-Treatment | Influent Pumping |  | P-G101.VFD | 01 | E | Pre-Treatment, CONTROLLER, Variable Frequency Drive P-G101.VFD, Raw Sewage Pump #1 |  | WWD | Waste | P-G101.VFD | MCC-G740 | G - Headworks |  |  | 1-0102-PPID-G102
MEEQ | WW-CTRL_VF |  | 4 | Pre-Treatment | Influent Pumping |  | P-G102.VFD | 01 | E | Pre-Treatment, CONTROLLER, Variable Frequency Drive P-G102.VFD, Raw Sewage Pump #2 |  | WWD | Waste | P-G102.VFD | MCC-G750 | G - Headworks |  |  | 1-0102-PPID-G103
MEEQ | WW-CTRL_VF |  | 7 | Pre-Treatment | Influent Pumping |  | P-G103.VFD | 01 | E | Pre-Treatment, CONTROLLER, Variable Frequency Drive P-G103.VFD, Raw Sewage Pump #3 |  | WWD | Waste | P-G103.VFD | MCC-G760 | G - Headworks |  |  | 1-0102-PPID-G104
MEEQ | WW-CTRL_VF |  | 10 | Pre-Treatment | Influent Pumping |  | P-G104.VFD | 01 | E | Pre-Treatment, CONTROLLER, Variable Frequency Drive P-G104.VFD, Raw Sewage Pump #4 |  | WWD | Waste | P-G104.VFD | MCC-G730 | G - Headworks |  |  | 1-0102-PPID-G105
MEEQ | WW-CTRL_VF |  | 34 | Pre-Treatment | Grit Handling |  | B-G351.VFD | 01 | E | Pre-Treatment, CONTROLLER, Variable Frequency Drive B-G351.VFD, Channel Aeration Blower #1 |  | WWD | Waste | B-G351.VFD | MCC-G750 | G - Headworks |  |  | 1-0102-PPID-G307
MEEQ | WW-CTRL_VF |  | 37 | Pre-Treatment | Grit Handling |  | B-G352.VFD | 01 | E | Pre-Treatment, CONTROLLER, Variable Frequency Drive B-G352.VFD, Channel Aeration Blower #2 |  | WWD | Waste | B-G352.VFD | MCC-G760 | G - Headworks |  |  | 1-0102-PPID-G307
MEEQ | WW-MCC_LV |  | P | Pre-Treatment | Electrical Power Supply |  | MCC-G710 | 01 | E | Pre-Treatment, MOTOR CONTROL CENTRE/DISTRIBUTION BOARD, Low Voltage MCC-G710, Pump & Screen Building MCC |  | WWD | Waste | MCC-G710 | SGR-S701 | G - Headworks |  |  | 1-0102-ESLD-G001
MEEQ | WW-MCC_LV |  | P | Pre-Treatment | Electrical Power Supply |  | PNL-3G | 01 | E | Pre-Treatment, MOTOR CONTROL CENTRE/DISTRIBUTION BOARD, Low Voltage PNL-3G, Distribution Panel to XFMR-G9 |  | WWD | Waste | PNL-3G | MCC-G710 | G - Headworks |  |  | 1-0102-ESLD-G001
MEEQ | WW-MCC_LV |  | P | Pre-Treatment | Electrical Power Supply |  | PNL-G9 | 01 | E | Pre-Treatment, MOTOR CONTROL CENTRE/DISTRIBUTION BOARD, Low Voltage PNL-G9, Distribution Panel |  | WWD | Waste | PNL-G9 | MCC-G710 | G - Headworks |  |  | 1-0102-ESLD-G001
MEEQ | WW-MCC_LV |  | P | Pre-Treatment | Electrical Power Supply |  | PNL-1G | 01 | E | Pre-Treatment, MOTOR CONTROL CENTRE/DISTRIBUTION BOARD, Low Voltage PNL-1G, Distribution Panel to PNL-1A Admin Bldg |  | WWD | Waste | PNL-1G | MCC-G710 | G - Headworks |  |  | 1-0102-ESLD-G001
MEEQ | WW-MCC_LV |  | P | Pre-Treatment | Electrical Power Supply |  | MCC-G720 | 01 | E | Pre-Treatment, MOTOR CONTROL CENTRE/DISTRIBUTION BOARD, Low Voltage MCC-G720, Pump & Screen Building MCC |  | WWD | Waste | MCC-G720 | SGR-S702 | G - Headworks |  |  | 1-0102-ESLD-G001
MEEQ | WW-MCC_LV |  | P | Pre-Treatment | Electrical Power Supply |  | PNL-4G | 01 | E | Pre-Treatment, MOTOR CONTROL CENTRE/DISTRIBUTION BOARD, Low Voltage PNL-4G, Distribution Panel |  | WWD | Waste | PNL-4G | PNL-4P | G - Headworks |  |  | 1-0102-ESLD-G002
MEEQ | WW-MCC_LV |  | P | Pre-Treatment | Electrical Power Supply |  | PNL-2G | 01 | E | Pre-Treatment, MOTOR CONTROL CENTRE/DISTRIBUTION BOARD, Low Voltage PNL-2G, Distribution Panel |  | WWD | Waste | PNL-2G | MCC-G720 | G - Headworks |  |  | 1-0102-ESLD-G002
MEEQ | WW-MCC_LV |  | P | Pre-Treatment | Electrical Power Supply |  | PNL-G10 | 01 | E | Pre-Treatment, MOTOR CONTROL CENTRE/DISTRIBUTION BOARD, Low Voltage PNL-G10, Distribution Panel |  | WWD | Waste | PNL-G10 | CB-PNL-G10 | G - Headworks |  |  | 1-0102-ESLD-G002
MEEQ | WW-MCC_LV |  | P | Pre-Treatment | Electrical Power Supply |  | MCC-G730 | 01 | E | Pre-Treatment, MOTOR CONTROL CENTRE/DISTRIBUTION BOARD, Low Voltage MCC-G730, Pump & Screen Building MCC |  | WWD | Waste | MCC-G730 | ATS-G580 | G - Headworks |  |  | 1-0102-ESLD-G003
MEEQ | WW-MCC_LV |  | P | Pre-Treatment | Electrical Power Supply |  | PNL-6G | 01 | E | Pre-Treatment, MOTOR CONTROL CENTRE/DISTRIBUTION BOARD, Low Voltage PNL-6G, Distribution Panel |  | WWD | Waste | PNL-6G | MCC-G730 | G - Headworks |  |  | 1-0102-ESLD-G003
MEEQ | WW-MCC_LV |  | P | Pre-Treatment | Electrical Power Supply |  | MCC-G740 | 01 | E | Pre-Treatment, MOTOR CONTROL CENTRE/DISTRIBUTION BOARD, Low Voltage MCC-G740, Pump & Screen Building MCC |  | WWD | Waste | MCC-G740 | SGR-S702 | G - Headworks |  |  | 1-0102-ESLD-G003
MEEQ | WW-MCC_LV |  | P | Pre-Treatment | Electrical Power Supply |  | MCC-G750 | 01 | E | Pre-Treatment, MOTOR CONTROL CENTRE/DISTRIBUTION BOARD, Low Voltage MCC-G750, Grit & Screenings Building MCC |  | WWD | Waste | MCC-G750 |  | G - Headworks |  |  | 1-0102-ESLD-G004
MEEQ | WW-MCC_LV |  | P | Pre-Treatment | Electrical Power Supply |  | PNL-G751 | 01 | E | Pre-Treatment, MOTOR CONTROL CENTRE/DISTRIBUTION BOARD, Low Voltage PNL-G751, Distribution Panel |  | WWD | Waste | PNL-G751 | MCC-G750 | G - Headworks |  |  | 1-0102-ESLD-G004
MEEQ | WW-MCC_LV |  | P | Pre-Treatment | Electrical Power Supply |  | PNL-G752 | 01 | E | Pre-Treatment, MOTOR CONTROL CENTRE/DISTRIBUTION BOARD, Low Voltage PNL-G752, Distribution Panel |  | WWD | Waste | PNL-G752 | MCC-G750 | G - Headworks |  |  | 1-0102-ESLD-G004
MEEQ | WW-MCC_LV |  | P | Pre-Treatment | Electrical Power Supply |  | MCC-G760 | 01 | E | Pre-Treatment, MOTOR CONTROL CENTRE/DISTRIBUTION BOARD, Low Voltage MCC-G760, Grit & Screenings Building MCC |  | WWD | Waste | MCC-G760 |  | G - Headworks |  |  | 1-0102-ESLD-G005
MEEQ | WW-MCC_LV |  | P | Pre-Treatment | Electrical Power Supply |  | PNL-G761 | 01 | E | Pre-Treatment, MOTOR CONTROL CENTRE/DISTRIBUTION BOARD, Low Voltage PNL-G761, Distribution Panel |  | WWD | Waste | PNL-G761 | MCC-G760 | G - Headworks |  |  | 1-0102-ESLD-G005
MEEQ | WW-MCC_LV |  | P | Pre-Treatment | Electrical Power Supply |  | PNL-G763U | 01 | E | Pre-Treatment, MOTOR CONTROL CENTRE/DISTRIBUTION BOARD, Low Voltage PNL-G763U, Distribution Panel |  | WWD | Waste | PNL-G763U | MCC-G760 | G - Headworks |  |  | 1-0102-ESLD-G005
MEEQ | WW-MCC_LV |  | P | Pre-Treatment | Electrical Power Supply |  | MCC-G770 | 01 | E | Pre-Treatment, MOTOR CONTROL CENTRE/DISTRIBUTION BOARD, Low Voltage MCC-G770, Grit & Screenings Building MCC |  | WWD | Waste | MCC-G770 | MCC-G750 | G - Headworks |  |  | 1-0102-ESLD-G006
MEEQ | WW-MCC_LV |  | P | Pre-Treatment | Electrical Power Supply |  | MCC-G780 | 01 | E | Pre-Treatment, MOTOR CONTROL CENTRE/DISTRIBUTION BOARD, Low Voltage MCC-G780, Grit & Screenings Building MCC |  | WWD | Waste | MCC-G780 | MCC-G760 | G - Headworks |  |  | 1-0102-ESLD-G006
MEEQ | WW-MOTR_LV |  | 1 | Pre-Treatment | Influent Pumping |  | P-G101.MTR | 01 | E | Pre-Treatment, MOTOR, Low Voltage P-G101.MTR, Raw Sewage Pump #1 |  | WWD | Waste | P-G101.MTR | MCC-G740 | G - Headworks |  |  | 1-0102-PPID-G102
MEEQ | WW-MOTR_LV |  | 4 | Pre-Treatment | Influent Pumping |  | P-G102.MTR | 01 | E | Pre-Treatment, MOTOR, Low Voltage P-G102.MTR, Raw Sewage Pump #2 |  | WWD | Waste | P-G102.MTR | MCC-G750 | G - Headworks |  |  | 1-0102-PPID-G103
MEEQ | WW-MOTR_LV |  | 7 | Pre-Treatment | Influent Pumping |  | P-G103.MTR | 01 | E | Pre-Treatment, MOTOR, Low Voltage P-G103.MTR, Raw Sewage Pump #3 |  | WWD | Waste | P-G103.MTR | MCC-G760 | G - Headworks |  |  | 1-0102-PPID-G104
MEEQ | WW-MOTR_LV |  | 10 | Pre-Treatment | Influent Pumping |  | P-G104.MTR | 01 | E | Pre-Treatment, MOTOR, Low Voltage P-G104.MTR, Raw Sewage Pump #4 |  | WWD | Waste | P-G104.MTR | MCC-G730 | G - Headworks |  |  | 1-0102-PPID-G105
MEEQ | WW-MOTR_LV |  | 34 | Pre-Treatment | Grit Handling |  | B-G351.MTR | 01 | E | Pre-Treatment, MOTOR, Low Voltage B-G351.MTR, Channel Aeration Blower #1 |  | WWD | Waste | B-G351.MTR | MCC-G750 | G - Headworks |  |  | 1-0102-PPID-G307
MEEQ | WW-MOTR_LV |  | 37 | Pre-Treatment | Grit Handling |  | B-G352.MTR | 01 | E | Pre-Treatment, MOTOR, Low Voltage B-G352.MTR, Channel Aeration Blower #2 |  | WWD | Waste | B-G352.MTR | MCC-G760 | G - Headworks |  |  | 1-0102-PPID-G307
0
0
MEEQ | WW-RES_NGR |  | P | Pre-Treatment | Electrical Power Supply |  | NGR-G750 | 01 | E | Pre-Treatment, RESISTOR, Neutral Ground NGR-G750, XFMR-G750 Neutral Ground Resistor |  | WWD | Waste | NGR-G750 |  | G - Headworks |  |  | 1-0102-ESLD-C001
MEEQ | WW-RES_NGR |  | P | Pre-Treatment | Electrical Power Supply |  | NGR-G760 | 01 | E | Pre-Treatment, RESISTOR, Neutral Ground NGR-G760, XFMR-G760 Neutral Ground Resistor |  | WWD | Waste | NGR-G760 |  | G - Headworks |  |  | 1-0102-ESLD-C002
0
0
0
MEEQ | WW-SWIT_TR |  | P | Pre-Treatment | Electrical Power Supply |  | MTS-G1 | 01 | E | Pre-Treatment, SWITCH, Transfer MTS-G1, Pump & Screen Bldg Transfer Switch UPS-G1 |  | WWD | Waste | MTS-G1 | COP-E1 | G - Headworks |  |  | 1-0102-ESLD-G002
MEEQ | WW-SWIT_TR |  | P | Pre-Treatment | Electrical Power Supply |  | MTS-G762 | 01 | E | Pre-Treatment, SWITCH, Transfer MTS-G762, Grit & Screenings Bldg Transfer Switch UPS-G1 |  | WWD | Waste | MTS-G762 | MCC-G760 | G - Headworks |  |  | 1-0102-ESLD-G005
0
0
0
0
MEEQ | WW-UPS_PS |  | P | Pre-Treatment | Electrical Power Supply |  | UPS-G1 | 01 | E | Pre-Treatment, UNINTERRUPTIBLE POWER SUPPLY UPS-G1, Pump & Screen Bldg UPS |  | WWD | Waste | UPS-G1 | COP-E1 | G - Headworks |  |  | 1-0102-ESLD-G002
MEEQ | WW-UPS_PS |  | P | Pre-Treatment | Electrical Power Supply |  | UPS-G762 | 01 | E | Pre-Treatment, UNINTERRUPTIBLE POWER SUPPLY UPS-G762, Grit & Screenings Bldg UPS |  | WWD | Waste | UPS-G762 | MCC-G760 | G - Headworks |  |  | 1-0102-ESLD-G005
MEEQ | WW-XFMR_DR |  | P | Pre-Treatment | Electrical Power Supply |  | XFMR-3G | 01 | E | Pre-Treatment, TRANSFORMER, Dry-type XFMR-3G, Distribution Transformer to PNL-3G |  | WWD | Waste | XFMR-3G | MCC-G710 | G - Headworks |  |  | 1-0102-ESLD-G001
MEEQ | WW-XFMR_DR |  | P | Pre-Treatment | Electrical Power Supply |  | XFMR-G9 | 01 | E | Pre-Treatment, TRANSFORMER, Dry-type XFMR-G9, Distribution Transformer to PNL-G9 |  | WWD | Waste | XFMR-G9 | MCC-G710 | G - Headworks |  |  | 1-0102-ESLD-G001
MEEQ | WW-XFMR_DR |  | P | Pre-Treatment | Electrical Power Supply |  | XFMR-1G | 01 | E | Pre-Treatment, TRANSFORMER, Dry-type XFMR-1G, Distribution Transformer to PNL-1G |  | WWD | Waste | XFMR-1G | MCC-G710 | G - Headworks |  |  | 1-0102-ESLD-G001
MEEQ | WW-XFMR_DR |  | P | Pre-Treatment | Electrical Power Supply |  | XFMR-6G | 01 | E | Pre-Treatment, TRANSFORMER, Dry-type XFMR-6G, Distribution Transformer to PNL-6G |  | WWD | Waste | XFMR-6G | MCC-G730 | G - Headworks |  |  | 1-0102-ESLD-G003
MEEQ | WW-XFMR_DR |  | P | Pre-Treatment | Electrical Power Supply |  | XFMR-G751 | 01 | E | Pre-Treatment, TRANSFORMER, Dry-type XFMR-G751, Distribution Transformer to PNL-G751 |  | WWD | Waste | XFMR-G751 | MCC-G750 | G - Headworks |  |  | 1-0102-ESLD-G004
MEEQ | WW-XFMR_DR |  | P | Pre-Treatment | Electrical Power Supply |  | XFMR-G752 | 01 | E | Pre-Treatment, TRANSFORMER, Dry-type XFMR-G752, Distribution Transformer to PNL-G752 |  | WWD | Waste | XFMR-G752 | MCC-G750 | G - Headworks |  |  | 1-0102-ESLD-G004
MEEQ | WW-XFMR_DR |  | P | Pre-Treatment | Electrical Power Supply |  | XFMR-G761 | 01 | E | Pre-Treatment, TRANSFORMER, Dry-type XFMR-G761, Distribution Transformer to PNL-G761 |  | WWD | Waste | XFMR-G761 | MCC-G760 | G - Headworks |  |  | 1-0102-ESLD-G005
MEEQ | WW-XFMR_LI |  | P | Pre-Treatment | Electrical Power Supply |  | XFMR-G750 | 01 | E | Pre-Treatment, TRANSFORMER, Liquid Filled XFMR-G750, Distribution Transformer to MCC-G750 |  | WWD | Waste | XFMR-G750 | SGR-C701 | G - Headworks |  |  | 1-0102-ESLD-C001
MEEQ | WW-XFMR_LI |  | P | Pre-Treatment | Electrical Power Supply |  | XFMR-G760 | 01 | E | Pre-Treatment, TRANSFORMER, Liquid Filled XFMR-G760, Distribution Transformer to MCC-G760 |  | WWD | Waste | XFMR-G760 | SGR-C702 | G - Headworks |  |  | 1-0102-ESLD-C002
0
0
MIME | WW-GATE |  | P | Pre-Treatment | Influent Pumping |  | XV-G1181 | 01 | E | Pre-Treatment, Gate (Weir/Slide/Flap) XV-G1181, East Wet Well Raw Sewage Inlet Sluice Gate |  | WWD | Waste | XV-G1181 | MCC-G720 | G - Headworks |  |  | 1-0102-PPID-G101
MIME | WW-GATE |  | P | Pre-Treatment | Influent Pumping |  | XV-G1171 | 01 | E | Pre-Treatment, Gate (Weir/Slide/Flap) XV-G1171, West Wet Well Raw Sewage Inlet Sluice Gate |  | WWD | Waste | XV-G1171 | MCC-G710 | G - Headworks |  |  | 1-0102-PPID-G101
MIME | WW-GATE |  | P | Pre-Treatment | Influent Screening |  | XV-G2111 | 01 | E | Pre-Treatment, Gate (Weir/Slide/Flap) XV-G2111, Screen #1 Inlet Sluice Gate |  | WWD | Waste | XV-G2111 | MCC-G750 | G - Headworks |  |  | 1-0102-PPID-G201
MIME | WW-GATE |  | P | Pre-Treatment | Influent Screening |  | XV-G2121 | 01 | E | Pre-Treatment, Gate (Weir/Slide/Flap) XV-G2121, Screen #2 Inlet Sluice Gate |  | WWD | Waste | XV-G2121 | MCC-G760 | G - Headworks |  |  | 1-0102-PPID-G201
MIME | WW-GATE |  | P | Pre-Treatment | Influent Screening |  | XV-G2131 | 01 | E | Pre-Treatment, Gate (Weir/Slide/Flap) XV-G2131, Screen #3 Inlet Sluice Gate |  | WWD | Waste | XV-G2131 | MCC-G750 | G - Headworks |  |  | 1-0102-PPID-G202
MIME | WW-GATE |  | P | Pre-Treatment | Influent Screening |  | XV-G2141 | 01 | E | Pre-Treatment, Gate (Weir/Slide/Flap) XV-G2141, Screen #4 Inlet Sluice Gate |  | WWD | Waste | XV-G2141 | MCC-G760 | G - Headworks |  |  | 1-0102-PPID-G202
MIME | WW-GATE |  | P | Pre-Treatment | Influent Screening |  | XV-G2311 | 01 | E | Pre-Treatment, Gate (Weir/Slide/Flap) XV-G2311, Screening Washer / Compactor #1 Inlet Gate |  | WWD | Waste | XV-G2311 | MCC-G750 | G - Headworks |  |  | 1-0102-PPID-G203
MIME | WW-GATE |  | P | Pre-Treatment | Influent Screening |  | XV-G2321 | 01 | E | Pre-Treatment, Gate (Weir/Slide/Flap) XV-G2321, Screening Washer / Compactor #2 Inlet Gate |  | WWD | Waste | XV-G2321 | MCC-G760 | G - Headworks |  |  | 1-0102-PPID-G203
MIME | WW-GATE |  | P | Pre-Treatment | Grit Handling |  | LV-G3201 | 01 | E | Pre-Treatment, Gate (Weir/Slide/Flap) LV-G3201, Grit Slurry Tanks #1 & #2 Bypass Outlet Sluice Gate |  | WWD | Waste | LV-G3201 | MCC-G750 | G - Headworks |  |  | 1-0102-PPID-G301
MIME | WW-GATE |  | P | Pre-Treatment | Grit Handling |  | HV-G3311 | 01 | E | Pre-Treatment, Gate (Weir/Slide/Flap) HV-G3311, Grit Slurry Tank #3 Inlet Sluice Gate |  | WWD | Waste | HV-G3311 | MCC-G740 | G - Headworks |  |  | 1-0102-PPID-G303
MIME | WW-GATE |  | P | Pre-Treatment | Grit Handling |  | HV-G3321 | 01 | E | Pre-Treatment, Gate (Weir/Slide/Flap) HV-G3321, Grit Slurry Tank #4 Inlet Sluice Gate |  | WWD | Waste | HV-G3321 | MCC-G740 | G - Headworks |  |  | 1-0102-PPID-G303
MIME | WW-GATE |  | P | Pre-Treatment | Grit Handling |  | XV-G3331 | 01 | E | Pre-Treatment, Gate (Weir/Slide/Flap) XV-G3331, Grit Tanks #3 & #4 Outlet To Primary Clarifiers #1 & #2 Sluice Gate |  | WWD | Waste | XV-G3331 | MCC-G760 | G - Headworks |  |  | 1-0102-PPID-G303
MIME | WW-GATE |  | P | Pre-Treatment | Grit Handling |  | XV-G3332 | 01 | E | Pre-Treatment, Gate (Weir/Slide/Flap) XV-G3332, Grit Tanks #3 & #4 Outlet To Primary Clarifier #3 Sluice Gate |  | WWD | Waste | XV-G3332 | MCC-G760 | G - Headworks |  |  | 1-0102-PPID-G303
MIME | WW-HOIST |  | P | Pre-Treatment | Buildings & Concrete Structures |  | CRN-G560 | 01 | E | Pre-Treatment, HOIST CRN-G560, Motor Room Hoist |  | WWD | Waste | MR-G560 | MCC-G720 | G - Headworks |  |  | 1-0102-PPID-G901
MIME | WW-HOIST |  | P | Pre-Treatment | Buildings & Concrete Structures |  | CRN-G569 | 01 | E | Pre-Treatment, HOIST CRN-G569, Pump Well Hoist |  | WWD | Waste | CRN-G569 |  | G - Headworks |  |  | 1-0102-PPID-G901
MIME | WW-HOIST |  | P | Pre-Treatment | Buildings & Concrete Structures |  | CRN-G571 | 01 | E | Pre-Treatment, HOIST CRN-G571, Grit & Screenings Platform Hoist #1 |  | WWD | Waste | CRN-G571 | MCC-G770 | G - Headworks |  |  | 1-0102-PPID-G902
MIME | WW-HOIST |  | P | Pre-Treatment | Buildings & Concrete Structures |  | CRN-G572 | 01 | E | Pre-Treatment, HOIST CRN-G572, Grit & Screenings Platform Hoist #2 |  | WWD | Waste | CRN-G572 | MCC-G780 | G - Headworks |  |  | 1-0102-PPID-G903
MIME | WW-VALV_BA |  | P | Pre-Treatment | Influent Pumping |  | XV-G1063 | 01 | E | Pre-Treatment, VALVE, Ball XV-G1063, Inlet Structure Flushing Water Valve |  | WWD | Waste | XV-G1063 |  | G - Headworks |  |  | 1-0102-PPID-G101
MIME | WW-VALV_BA |  | P | Pre-Treatment | Grit Handling |  | XV-G3313 | 01 | E | Pre-Treatment, VALVE, Ball XV-G3313, Grit Slurry Pumps #4 & #5 Inlet Valve from Grit Tank #3 |  | WWD | Waste | XV-G3313 |  | G - Headworks |  |  | 1-0102-PPID-G304
MIME | WW-VALV_BA |  | P | Pre-Treatment | Grit Handling |  | XV-G3323 | 01 | E | Pre-Treatment, VALVE, Ball XV-G3323, Grit Slurry Pumps #4 & #5 Inlet Valve from Grit Tank #4 |  | WWD | Waste | XV-G3323 |  | G - Headworks |  |  | 1-0102-PPID-G304
MIME | WW-VALV_BU |  | P | Pre-Treatment | Grit Handling |  | XV-G3312 | 01 | E | Pre-Treatment, VALVE, Butterfly XV-G3312, Channel Aeration Valve |  | WWD | Waste | XV-G3312 | MCC-G750 | G - Headworks |  |  | 1-0102-PPID-G303
MIME | WW-VALV_BU |  | P | Pre-Treatment | Grit Handling |  | XV-G3322 | 01 | E | Pre-Treatment, VALVE, Butterfly XV-G3322, Channel Aeration Valve |  | WWD | Waste | XV-G3322 | MCC-G760 | G - Headworks |  |  | 1-0102-PPID-G303
MIME | WW-VALV_GA |  | P | Pre-Treatment | Influent Pumping |  | XV-G1211 | 01 | E | Pre-Treatment, VALVE, Gate XV-G1211, P-G101 Raw Sewage Suction Valve |  | WWD | Waste | XV-G1211 | MCC-G710 | G - Headworks |  |  | 1-0102-PPID-G102
MIME | WW-VALV_GA |  | P | Pre-Treatment | Influent Pumping |  | YV-G1013 | 01 | E | Pre-Treatment, VALVE, Gate YV-G1013, P-G101 Non-Potable Water Valve |  | WWD | Waste | YV-G1013 |  | G - Headworks |  |  | 1-0102-PPID-G102
MIME | WW-VALV_GA |  | P | Pre-Treatment | Influent Pumping |  | XV-G1231 | 01 | E | Pre-Treatment, VALVE, Gate XV-G1231, P-G103 Raw Sewage Suction Valve |  | WWD | Waste | XV-G1231 | MCC-G710 | G - Headworks |  |  | 1-0102-PPID-G104
MIME | WW-VALV_GA |  | P | Pre-Treatment | Influent Pumping |  | XV-G1241 | 01 | E | Pre-Treatment, VALVE, Gate XV-G1241, P-G104 Raw Sewage Suction Valve |  | WWD | Waste | XV-G1241 | MCC-G720 | G - Headworks |  |  | 1-0102-PPID-G105
MIME | WW-VALV_GA |  | P | Pre-Treatment | Influent Screening |  | XV-G2301 | 01 | E | Pre-Treatment, VALVE, Gate XV-G2301, Screenings To Compactors Fire Isolation Valve |  | WWD | Waste | XV-G2301 | MCC-G750 | G - Headworks |  |  | 1-0102-PPID-G203
MIME | WW-VALV_KN |  | P | Pre-Treatment | Influent Pumping |  | XV-G1062 | 01 | E | Pre-Treatment, VALVE, Knife XV-G1062, Raw Sewage Recyle Valve |  | WWD | Waste | XV-G1062 | MCC-G720 | G - Headworks |  |  | 1-0102-PPID-G101
MIME | WW-VALV_KN |  | P | Pre-Treatment | Influent Pumping |  | XV-G1221 | 01 | E | Pre-Treatment, VALVE, Knife XV-G1221, P-G102 Raw Sewage Suction Valve |  | WWD | Waste | XV-G1221 | MCC-G720 | G - Headworks |  |  | 1-0102-PPID-G103
MIME | WW-VALV_KN |  | P | Pre-Treatment | Grit Handling |  | XV-G3236 | 01 | E | Pre-Treatment, VALVE, Knife XV-G3236, Grit Slurry Pump Suction Cross-Connection Valve |  | WWD | Waste | XV-G3236 | MCC-G750 | G - Headworks |  |  | 1-0102-PPID-G302
MIME | WW-VALV_KN |  | P | Pre-Treatment | Grit Handling |  | XV-G3256 | 01 | E | Pre-Treatment, VALVE, Knife XV-G3256, Grit Slurry Pump Suction Cross-Connection Valve |  | WWD | Waste | XV-G3256 | MCC-G760 | G - Headworks |  |  | 1-0102-PPID-G302
MIME | WW-VALV_KN |  | P | Pre-Treatment | Grit Handling |  | XV-G3237 | 01 | E | Pre-Treatment, VALVE, Knife XV-G3237, Grit Slurry Pump Discharge Cross-Connection Valve |  | WWD | Waste | XV-G3237 | MCC-G750 | G - Headworks |  |  | 1-0102-PPID-G302
MIME | WW-VALV_KN |  | P | Pre-Treatment | Grit Handling |  | XV-G3257 | 01 | E | Pre-Treatment, VALVE, Knife XV-G3257, Grit Slurry Pump Discharge Cross-Connection Valve |  | WWD | Waste | XV-G3257 | MCC-G760 | G - Headworks |  |  | 1-0102-PPID-G302
MIME | WW-VALV_KN |  | P | Pre-Treatment | Grit Handling |  | XV-G3411 | 01 | E | Pre-Treatment, VALVE, Knife XV-G3411, Grit Classifier #1 Inlet Valve |  | WWD | Waste | XV-G3411 | MCC-G750 | G - Headworks |  |  | 1-0102-PPID-G305
MIME | WW-VALV_KN |  | P | Pre-Treatment | Grit Handling |  | XV-G3421 | 01 | E | Pre-Treatment, VALVE, Knife XV-G3421, Grit Classifier #2 Inlet Valve |  | WWD | Waste | XV-G3421 | MCC-G760 | G - Headworks |  |  | 1-0102-PPID-G305
MIME | WW-VALV_KN |  | P | Pre-Treatment | Grit Handling |  | XV-G3412 | 01 | E | Pre-Treatment, VALVE, Knife XV-G3412, Grit Classifier #1 Inlet Valve |  | WWD | Waste | XV-G3412 | MCC-G750 | G - Headworks |  |  | 1-0102-PPID-G305
MIME | WW-VALV_KN |  | P | Pre-Treatment | Grit Handling |  | XV-G3422 | 01 | E | Pre-Treatment, VALVE, Knife XV-G3422, Grit Classifier #2 Inlet Valve |  | WWD | Waste | XV-G3422 | MCC-G760 | G - Headworks |  |  | 1-0102-PPID-G305
MIME | WW-VALV_KN |  | P | Pre-Treatment | Grit Handling |  | XV-G3413 | 01 | E | Pre-Treatment, VALVE, Knife XV-G3413, Grit Classifier #1 Inlet Valve |  | WWD | Waste | XV-G3413 | MCC-G750 | G - Headworks |  |  | 1-0102-PPID-G305
MIME | WW-VALV_KN |  | P | Pre-Treatment | Grit Handling |  | XV-G3423 | 01 | E | Pre-Treatment, VALVE, Knife XV-G3423, Grit Classifier #2 Inlet Valve |  | WWD | Waste | XV-G3423 | MCC-G760 | G - Headworks |  |  | 1-0102-PPID-G305
0
0
0
Note on A5: CODE, Asset Class Type: Fill each cell using the Asset Classification sheet preceeding the data sheet.
Note on B5: CODE, Asset Type: Fill each cell using the Asset Classification sheet preceeding the data sheet
Note on C5: Asset Type Attribute Description: Fill the specific number of the asset type. If an asset type is more than one, then use numbers to differentiate them as shown in the examples: WW-MOTR_LV1: WW-MOTR_LV2; WW-MOTR_LV3 Note: Each specific asset should be on separate cells
Note on D5: PARENT ASSET: Identify the parent asset of the asset type indicated in column B
Note on E5: Process Area: Fill each cell with the appropriate process area using the guideline to document asset registry
Note on F5: Sub-process Area: Fill each cell with the appropriate sub-process area (if applicable) using the guideline to document asset registry
Note on H5: TAGGED- Name Plate: Contractors are to answer "YES" or "NO" to the question: Does the Asset have a name plate? Note: Name plates are helpful to retrieve Asset Specification Information.
Note on I5: TAG ID: Fill each cell with the unique Euipment Identifier number of the asset. E.g LDB-Y793 or S-C580 or SF-G581.MTR or XFMR-Y701 Smart numbered Tag_ID using City of Winnipeg standard format.
Note on J5: PLANT: This is a constant: Fill each cell with 01 for all assets
Note on K5: ASSET_RECORD_TYPE: For the asset type identified in column B, use validation drop down list to select appropriate Asset Type Record. E = Equipment B = Building A = Virtual (used in Asset Hierarchy Structure)
Note on L5: ASSET_DESC: Asset description should be documented in this format: Plant where Asset is located: NE-; Process building/area where Asset is located: LHW #1; Asset Tag ID: S-Y910; Common name of the asset: Refrigerated Sampler Each element must be separated by a comma and a space Example: NE, LHW #1, S-Y910, Refrigerated Sampler
Note on M5: ASSET_STATUS: Indicate if asset is active or inactive Format: Assets in service = ACTIVE Asset to be retired= INACTIVE
Note on N5: DEPARTMENT: DEPARTMENT: This is a constant: Fill each cell with WWD for all assets
Note on O5: AREA: This is a constant: Fill each cell with Waste
Note on P5: BREAKER_NO: This may be the same as the Tag ID so Fill in the Tag ID in each cell.
Note on Q5: CONTROL_PANEL: Identify the control Panel ID Number (If applicable to the asset)
Note on R5: BUILDING: Use the building segment information provided in the guideline to identify building segment. If no appropriate building segment is listed, provide proposed new Building to City of Winnipeg for consideration.
Note on S5: LOCATION: Fill in the physical location of the asset e.g. Gallery XX, Tunnel XX, Basement, Upper Level, Lower Level, Mezzanine, West Wall etc. General location of the Asset. Maximum data length = 30 characters
Note on T5: ROOM: Chlorine, Pump, Control, Motor etc. Fill in the name of the room where the Asset is located. Maximum data length = 20 characters
Note on U5: Drawing Number:Reference to most relevant drawing. For process equipment use PPID. For Electrical assets (MCCs; Panels) use ESLD. May be laeft blank for grouped assets. Maximum Data length = 24
Note on W5: 0 - no environmental impact 35 - low impact, minor environmental impact, not reportable 60 - moderate impact, reversible effect but reportable licence violation 125 - significant impact, major spill or release, reportable licence violation 275 - Severe impact, catastrophic environmental impact, reportable licence violation
Note on X5: 0 - no impact on safety of personnel 50 - low impact, minor injury, report only 70 - moderate impact, injury requiring first aid/medical treatment 125 - Significant impact, Lost Time Injury 325 - Severe impact, fatality possible
Note on Y5: 0 - no impact, complete redundancy, auto switching takes place OR 2-4 weeks of buffer capacity available, failure does not impact other assets 75 - low impact, complete redundancy, manual switching required OR 1-2 weeks buffer capacity available, failure does not impact other assets 125 - moderate impact, some redundancy available, 1-33% of process capacity lost, capacity can be recovered through excess plant capacity or 24 hrs of buffer, failure may cause other assets to trip due to interlocks 175 - Significant impact, minimal redundancy available, 34-66% of process capacity lost, failure may cause other assets to trip due to interlocks 250 - Severe impact, no redundancy, immediate loss of >67% of process capacity with no recovery potential, no buffer capacity, failure may cause other assets to fail due to interlocks
Note on Z5: 0 - No Impact, costs <$5k 50 - Low Impact, costs $5k to <$80k 80 - Moderate Impact, costs $80k to <$160k 120 - Significant Impact, costs $160k to <$250k 200 - Severe Impact, costs $250k and higher
Note on AA5: 0 - No Impact, asset accessible, no special tools req'd, low effort, inhouse resources are sufficient, spares are available 80 - Moderate Impact, accessibility difficult, special tools req'd, higher effort, inhouse resources are sufficient, spares are available 130 - Significant Impact, accessibilty poor, special tools req'd, high effort, external resources req'd, no spares 200 - Severe Impact - accessibility poor, special tools req'd, high effort, external resources req'd, no spares, assets needs to be shipped to special shop
Note on AB5: 0 - No Impact, failure is detectable prior to failure and prior to process impact based on instrumentation 50 - Severe Impact - not detectable until failure
Note on AD5: Score Criticality 0-80 1 81-160 2 161-240 3 241-340 4 341-440 5 441-590 6 591-790 7 791-1040 8 1041-1300 9
Note on L13: ASSET_DESC: Asset description should be documented in this format: Plant where Asset is located: NE-; Process building/area where Asset is located: LHW #1; Asset Tag ID: S-Y910; Common name of the asset: Refrigerated Sampler Each element must be separated by a comma and a space Example: NE, LHW #1, S-Y910, Refrigerated Sampler

## WW-CPLG_GR
Classification Specification Template
| Asset Type: | COUPLING, Grid
| Asset Type Code: | WW-CPLG_GR
| Asset Data Record | [14 empty] | Specification Data Record
Attribute Description | ASSET_NO - Asset Number | TAGGED - Asset Tag/Name Plate | TAG ID - Tag ID | PLANT - Synergen Plant | ASSET_RECORD_TYPE - Asset Record Type | ASSET_DESC - Asset Description | ASSET_STATUS - Asset Status | DEPARTMENT - Administrative Department | AREA - Administrative Area | CRITICALITY - Asset Criticality Rating | BREAKER_NO - Breaker Number | CONTROL_PANEL - Control Panel ID Number | BUILDING - Building Number | LOCATION - Physical location of Asset | ROOM - Room (location) | MANUFACTURER - Manufacturer | MAKE - Make | MODEL_NO - Model | CAT_NO - Catalog/Spec/Type Number | SERIAL_NO - Serial Number | DATEMFR - Date of Manufacture | SIZE_COUP - Coupling Size Code (manufacturer code) | SPLIT_SHELL - Horizontal Split Shell/Case (Y/N) | POWER_COUP - Coupling Power Rating (kW/rpm, HP/rpm) | SPEED_MAX - Maximum Speed (RPM) | TORQUE_ROTN - Maximum Rotational Torque (Nm) | BORE_SHFT - Shaft Bore (mm, in) | SIZE_GAP - Hub Gap Size Max/Norm/Min (mm, in) | DEVI_ANGLMAX - Maximum Angular Deviation (deg, center gap - outer gap mm, in) | OFFS_PARRMAX - Maximum Parallel Offset (mm, in) | LENGTH_SHELL - Shell Length (mm, in) | DIAM_SHELL - Shell Diameter (mm, in) | LENGTH_HUB - Hub (Half) Length (mm, in) | DIAM_HUB - Hub Diameter (mm, in) | LENGTH - Length (mm, in) | BRAKE_WHEEL - Brake Wheel Equipped (Y/N) | DIAM_BRAKEWHEEL - Brake Wheel Diameter (mm, in) | WIDTH_BRAKEWHEEL - Brake Wheel Width (mm, in) | RATG_BRAKEMAX - Maximum Brake Rating (kg.cm) | MATL_SHELL - Shell Material (steel, stainless steel, aluminum) | MATL_HUB - Hub Material (steel, stainless steel, aluminum) | WEIGHT_LUBE - Lube (Grease) Weight (kg, lb) | WEIGHT - Weight (kg, lb)
Note on C13: ASSET_NO: Synergen Asset ID given at time of hierarchy structure if migrated. Synergen generated if Asset data entered manually.
Note on D13: TAGGED- Name Plate: Contractors are to answer "YES" or "NO" to the question: Does the Asset have a name plate? Note: Name plates are helpful to retrieve Asset Specification Information.
Note on E13: TAG ID: Fill each cell with the unique Euipment Identifier number of the asset. E.g LDB-Y793 or S-C580 or SF-G581.MTR or XFMR-Y701 Smart numbered Tag_ID using City of Winnipeg standard format.
Note on F13: PLANT: This is a constant: Fill each cell with 01 for all assets
Note on G13: ASSET_RECORD_TYPE: For the asset type identified in column B, use validation drop down list to select appropriate Asset Type Record. E = Equipment B = Building A = Virtual (used in Asset Hierarchy Structure)
Note on H13: ASSET_DESC: Asset description should be documented in this format: Plant where Asset is located: NE-; Process building/area where Asset is located: LHW #1; Asset Tag ID: S-Y910; Common name of the asset: Refrigerated Sampler Each element must be separated by a comma and a space Example: NE, LHW #1, S-Y910, Refrigerated Sampler
Note on I13: ASSET_STATUS: Indicate if asset is active or inactive Format: Assets in service = ACTIVE Asset to be retired= INACTIVE
Note on J13: DEPARTMENT: This is a constant: Fill each cell with WWD for all assets
Note on K13: AREA: This is a constant: Fill each cell with Waste
Note on L13: CRITICALITY: Score Criticality 0-80 1 81-160 2 161-240 3 241-340 4 341-440 5 441-590 6 591-790 7 791-1040 8 1041-1300 9
Note on M13: BREAKER_NO: This may be the same as the Tag ID so Fill in the Tag ID in each cell.
Note on N13: CONTROL_PANEL: Identify the control Panel ID Number (If applicable to the asset)
Note on O13: BUILDING: Use the building segment information provided in the guideline to identify building segment. If no appropriate building segment is listed, provide proposed new Building to City of Winnipeg for consideration.
Note on P13: LOCATION: Fill in the physical location of the asset e.g. Gallery XX, Tunnel XX, Basement, Upper Level, Lower Level, Mezzanine, West Wall etc. General location of the Asset. Maximum data length = 30 characters
Note on Q13: ROOM: Chlorine, Pump, Control, Motor etc. Fill in the name of the room where the Asset is located. Maximum data length = 20 characters

## WW-CPLG_FX
Classification Specification Template
| Asset Type: | COUPLING, Flexible
| Asset Type Code: | WW-CPLG_FX
| Asset Data Record | [14 empty] | Specification Data Record
Attribute Description | ASSET_NO - Asset Number | TAGGED - Asset Tag/Name Plate | TAG ID - Tag ID | PLANT - Synergen Plant | ASSET_RECORD_TYPE - Asset Record Type | ASSET_DESC - Asset Description | ASSET_STATUS - Asset Status | DEPARTMENT - Administrative Department | AREA - Administrative Area | CRITICALITY - Asset Criticality Rating | BREAKER_NO - Breaker Number | CONTROL_PANEL - Control Panel ID Number | BUILDING - Building Number | LOCATION - Physical location of Asset | ROOM - Room (location) | MANUFACTURER - Manufacturer | MAKE - Make | MODEL_NO - Model | CAT_NO - Catalog/Spec/Type Number | SERIAL_NO - Serial Number | DATEMFR - Date of Manufacture | SIZE_COUP - Coupling Size Code (manufacturer code) | TYPE_COUPFLEX - Flexible Coupling Type (elastomeric tire, helical, metal bellows, diapragm, torsional flex, wafer) | POWER_COUP - Coupling Power Rating (kW/rpm, HP/rpm) | SPEED_MAX - Maximum Speed (RPM) | TORQUE_ROTN - Maximum Rotational Torque (Nm) | BORE_SHFT - Shaft Bore (mm, in) | OFFS_AXIALMAX - Maximum Axial Offset (mm, in) | DEVI_ANGLMAX - Maximum Angular Deviation (deg, center gap - outer gap mm, in) | OFFS_PARRMAX - Maximum Parallel Offset (mm, in) | INERT_MASSMOM - Mass Moment of Inertial (kg-m2) | STIFF_TORS - Torsional Stiffness (in-lb/deg) | MATL_BODY - Body Construction Material (steel, stainless steel, copper, brass, cast iron) | LENGTH - Length (mm, in) | DIAM - Diameter (mm, in) | WEIGHT - Weight (kg, lb)
Note on C13: ASSET_NO: Synergen Asset ID given at time of hierarchy structure if migrated. Synergen generated if Asset data entered manually.
Note on D13: TAGGED- Name Plate: Contractors are to answer "YES" or "NO" to the question: Does the Asset have a name plate? Note: Name plates are helpful to retrieve Asset Specification Information.
Note on E13: TAG ID: Fill each cell with the unique Euipment Identifier number of the asset. E.g LDB-Y793 or S-C580 or SF-G581.MTR or XFMR-Y701 Smart numbered Tag_ID using City of Winnipeg standard format.
Note on F13: PLANT: This is a constant: Fill each cell with 01 for all assets
Note on G13: ASSET_RECORD_TYPE: For the asset type identified in column B, use validation drop down list to select appropriate Asset Type Record. E = Equipment B = Building A = Virtual (used in Asset Hierarchy Structure)
Note on H13: ASSET_DESC: Asset description should be documented in this format: Plant where Asset is located: NE-; Process building/area where Asset is located: LHW #1; Asset Tag ID: S-Y910; Common name of the asset: Refrigerated Sampler Each element must be separated by a comma and a space Example: NE, LHW #1, S-Y910, Refrigerated Sampler
Note on I13: ASSET_STATUS: Indicate if asset is active or inactive Format: Assets in service = ACTIVE Asset to be retired= INACTIVE
Note on J13: DEPARTMENT: This is a constant: Fill each cell with WWD for all assets
Note on K13: AREA: This is a constant: Fill each cell with Waste
Note on L13: CRITICALITY: Score Criticality 0-80 1 81-160 2 161-240 3 241-340 4 341-440 5 441-590 6 591-790 7 791-1040 8 1041-1300 9
Note on M13: BREAKER_NO: Breaker identification for the Asset Format: A 3 (single phase) B 1 2 3 (three phase) Where: A B C CDP etc. are the Panel ID and 1 2 3 are the breaker number within the panel Maximum data length = 12 characters
Note on N13: CONTROL_PANEL: Identify the control Panel ID Number (If applicable to the asset)
Note on O13: BUILDING: Use the building segment information provided in the guideline to identify building segment. If no appropriate building segment is listed, provide proposed new Building to City of Winnipeg for consideration.
Note on P13: LOCATION: Fill in the physical location of the asset e.g. Gallery XX, Tunnel XX, Basement, Upper Level, Lower Level, Mezzanine, West Wall etc. General location of the Asset. Maximum data length = 30 characters
Note on Q13: ROOM: Chlorine, Pump, Control, Motor etc. Fill in the name of the room where the Asset is located. Maximum data length = 20 characters

## WW-CPLG_FU
Classification Specification Template
| Asset Type: | COUPLING, Fluid
| Asset Type Code: | WW-CPLG_FU
| Asset Data Record | [14 empty] | Specification Data Record
Attribute Description | ASSET_NO - Asset Number | TAGGED - Asset Tag/Name Plate | TAG ID - Tag ID | PLANT - Synergen Plant | ASSET_RECORD_TYPE - Asset Record Type | ASSET_DESC - Asset Description | ASSET_STATUS - Asset Status | DEPARTMENT - Administrative Department | AREA - Administrative Area | CRITICALITY - Asset Criticality Rating | BREAKER_NO - Breaker Number | CONTROL_PANEL - Control Panel ID Number | BUILDING - Building Number | LOCATION - Physical location of Asset | ROOM - Room (location) | MANUFACTURER - Manufacturer | MAKE - Make | MODEL_NO - Model | CAT_NO - Catalog/Spec/Type Number | SERIAL_NO - Serial Number | DATEMFR - Date of Manufacture | SIZE_COUP - Coupling Size Code (manufacturer code) | MOUNT_REV - Reverse Mounting (Y/N) | FILL_COUPFLUID - Coupling Fluid Fill Type (constant fill, fill-controlled) | TYPE_COUPFLUID - Coupling Fluid Type (hydraulic fluid, mineral oil, water) | TYPE_CHAMBER - Chamber Type (annular, delay) | REFILL_DYNAMIC - Dynamic Refill (Y/N) | COUP_INTEG - Integral Coupling Provided (Y/N) | TYPE_COUPINTEG - Integral Coupling Type (flex, cam, roller, pad) | SPLINE_BRZD - High Perf Furnace Brazed Torque Converter Splines (Y/N) | BRAKE_DRUM - Integral Brake Drum (Y/N) | CLTCH_LOCKUP - Lock-up Clutch (Y/N) | DRIV_PULLBELT - Pulley Drive or Belt Drive (pulley, belt) | OVERLD_PROT - Overload Protection (Y/N) | SIZE_SHFTIN - Input Drive Shaft Size (mm, in) | SIZE_SHFTOUT - Output Drive Shaft Size (mm, in) | SPEED_MAX - Maximum Speed (RPM) | SPEED_MIN - Minimum Speed (RPM) | TORQUE_ROTN - Maximum Rotational Torque (Nm) | INERT_MASSMOM - Mass Moment of Inertial (kg-m2) | POWER - Rated Power (kW, kVA, kVAR, HP) | TEMP_RANGOPER - Operating Temperature Range (⁰C) | MIX_COUPFLUID - Coupling Water/Glycol Mixture (% water / % glycol) | TYPE_HYDRFLUID - Hydraulic Fluid Type (base, manufacturer code, viscosity) | VOL_FLUID - Fluid Volume (l, m3) | TEMP_PLUGFUSBLFRST - First Fusible Plug Temperature (⁰C) | TEMP_PLUGFUSBLSECD - Second Fusible Plug Temperature (⁰C) | TEMP_PINSWIT - Switching Pin Temperature (⁰C) | NUMB_PLUGBLND - Number of Blind Plugs (#) | MATL_BODY - Body Construction Material (steel, stainless steel, copper, brass, cast iron) | LENGTH_BSE - Length Between Shaft Ends (mm, in) | DIAM - Diameter (mm, in) | WEIGHT - Weight (kg, lb) | WEIGHT_FILL - Weight Filled (kg, lb)
Note on C13: ASSET_NO: Synergen Asset ID given at time of hierarchy structure if migrated. Synergen generated if Asset data entered manually.
Note on D13: TAGGED- Name Plate: Contractors are to answer "YES" or "NO" to the question: Does the Asset have a name plate? Note: Name plates are helpful to retrieve Asset Specification Information.
Note on E13: TAG ID: Fill each cell with the unique Euipment Identifier number of the asset. E.g LDB-Y793 or S-C580 or SF-G581.MTR or XFMR-Y701 Smart numbered Tag_ID using City of Winnipeg standard format.
Note on F13: PLANT: This is a constant: Fill each cell with 01 for all assets
Note on G13: ASSET_RECORD_TYPE: For the asset type identified in column B, use validation drop down list to select appropriate Asset Type Record. E = Equipment B = Building A = Virtual (used in Asset Hierarchy Structure)
Note on H13: ASSET_DESC: Asset description should be documented in this format: Plant where Asset is located: NE-; Process building/area where Asset is located: LHW #1; Asset Tag ID: S-Y910; Common name of the asset: Refrigerated Sampler Each element must be separated by a comma and a space Example: NE, LHW #1, S-Y910, Refrigerated Sampler
Note on I13: ASSET_STATUS: Indicate if asset is active or inactive Format: Assets in service = ACTIVE Asset to be retired= INACTIVE
Note on J13: DEPARTMENT: This is a constant: Fill each cell with WWD for all assets
Note on K13: AREA: This is a constant: Fill each cell with Waste
Note on L13: CRITICALITY: Score Criticality 0-80 1 81-160 2 161-240 3 241-340 4 341-440 5 441-590 6 591-790 7 791-1040 8 1041-1300 9
Note on M13: BREAKER_NO: Breaker identification for the Asset Format: A 3 (single phase) B 1 2 3 (three phase) Where: A B C CDP etc. are the Panel ID and 1 2 3 are the breaker number within the panel Maximum data length = 12 characters
Note on N13: CONTROL_PANEL: Identify the control Panel ID Number (If applicable to the asset)
Note on O13: BUILDING: Use the building segment information provided in the guideline to identify building segment. If no appropriate building segment is listed, provide proposed new Building to City of Winnipeg for consideration.
Note on P13: LOCATION: Fill in the physical location of the asset e.g. Gallery XX, Tunnel XX, Basement, Upper Level, Lower Level, Mezzanine, West Wall etc. General location of the Asset. Maximum data length = 30 characters
Note on Q13: ROOM: Chlorine, Pump, Control, Motor etc. Fill in the name of the room where the Asset is located. Maximum data length = 20 characters

## WW-CPLG_GE
Classification Specification Template
| Asset Type: | COUPLING, Gear
| Asset Type Code: | WW-CPLG_GE
| Asset Data Record | [14 empty] | Specification Data Record
Attribute Description | ASSET_NO - Asset Number | TAGGED - Asset Tag/Name Plate | TAG ID - Tag ID | PLANT - Synergen Plant | ASSET_RECORD_TYPE - Asset Record Type | ASSET_DESC - Asset Description | ASSET_STATUS - Asset Status | DEPARTMENT - Administrative Department | AREA - Administrative Area | CRITICALITY - Asset Criticality Rating | BREAKER_NO - Breaker Number | CONTROL_PANEL - Control Panel ID Number | BUILDING - Building Number | LOCATION - Physical location of Asset | ROOM - Room (location) | MANUFACTURER - Manufacturer | MAKE - Make | MODEL_NO - Model | CAT_NO - Catalog/Spec/Type Number | SERIAL_NO - Serial Number | DATEMFR - Date of Manufacture | SIZE_COUP - Coupling Size Code (manufacturer code) | TYPE_TOOTH - Tooth Type (straight, curved) | POWER_COUP - Coupling Power Rating (kW/rpm, HP/rpm) | SPEED_MAX - Maximum Speed (RPM) | TORQUE_ROTN - Maximum Rotational Torque (Nm) | BORE_SHFT - Shaft Bore (mm, in) | SIZE_GAP - Hub Gap Size Max/Norm/Min (mm, in) | DEVI_ANGLMAX - Maximum Angular Deviation (deg, center gap - outer gap mm, in) | OFFS_PARRMAX - Maximum Parallel Offset (mm, in) | LENGTH_SLEVE - Sleeve Length (mm, in) | DIAM_SLEVE - Sleeve Diameter (mm, in) | LENGTH_HUB - Hub (Half) Length (mm, in) | DIAM_HUB - Hub Diameter (mm, in) | TEMP_MAX - Maximum Rated Temperature (⁰C) | RESIST_TEMP - Temperature Resistance (⁰C) | RESIST_ELECT - Electrical Resistance (Mohms) | MATL_SLEVE - Sleeve Material (nylon, steel) | MATL_HUB - Hub Material (steel, stainless steel, aluminum) | WEIGHT - Weight (kg, lb)
Note on C13: ASSET_NO: Synergen Asset ID given at time of hierarchy structure if migrated. Synergen generated if Asset data entered manually.
Note on D13: TAGGED- Name Plate: Contractors are to answer "YES" or "NO" to the question: Does the Asset have a name plate? Note: Name plates are helpful to retrieve Asset Specification Information.
Note on E13: TAG ID: Fill each cell with the unique Euipment Identifier number of the asset. E.g LDB-Y793 or S-C580 or SF-G581.MTR or XFMR-Y701 Smart numbered Tag_ID using City of Winnipeg standard format.
Note on F13: PLANT: This is a constant: Fill each cell with 01 for all assets
Note on G13: ASSET_RECORD_TYPE: For the asset type identified in column B, use validation drop down list to select appropriate Asset Type Record. E = Equipment B = Building A = Virtual (used in Asset Hierarchy Structure)
Note on H13: ASSET_DESC: Asset description should be documented in this format: Plant where Asset is located: NE-; Process building/area where Asset is located: LHW #1; Asset Tag ID: S-Y910; Common name of the asset: Refrigerated Sampler Each element must be separated by a comma and a space Example: NE, LHW #1, S-Y910, Refrigerated Sampler
Note on I13: ASSET_STATUS: Indicate if asset is active or inactive Format: Assets in service = ACTIVE Asset to be retired= INACTIVE
Note on J13: DEPARTMENT: This is a constant: Fill each cell with WWD for all assets
Note on K13: AREA: This is a constant: Fill each cell with Waste
Note on L13: CRITICALITY: Score Criticality 0-80 1 81-160 2 161-240 3 241-340 4 341-440 5 441-590 6 591-790 7 791-1040 8 1041-1300 9
Note on M13: BREAKER_NO: Breaker identification for the Asset Format: A 3 (single phase) B 1 2 3 (three phase) Where: A B C CDP etc. are the Panel ID and 1 2 3 are the breaker number within the panel Maximum data length = 12 characters
Note on N13: CONTROL_PANEL: Identify the control Panel ID Number (If applicable to the asset)
Note on O13: BUILDING: Use the building segment information provided in the guideline to identify building segment. If no appropriate building segment is listed, provide proposed new Building to City of Winnipeg for consideration.
Note on P13: LOCATION: Fill in the physical location of the asset e.g. Gallery XX, Tunnel XX, Basement, Upper Level, Lower Level, Mezzanine, West Wall etc. General location of the Asset. Maximum data length = 30 characters
Note on Q13: ROOM: Chlorine, Pump, Control, Motor etc. Fill in the name of the room where the Asset is located. Maximum data length = 20 characters

## WW-CPLG_MA
Classification Specification Template
| Asset Type: | COUPLING, Magnetic/Eddy Current
| Asset Type Code: | WW-CPLG_MA
| Asset Data Record | [14 empty] | Specification Data Record
Attribute Description | ASSET_NO - Asset Number | TAGGED - Asset Tag/Name Plate | TAG ID - Tag ID | PLANT - Synergen Plant | ASSET_RECORD_TYPE - Asset Record Type | ASSET_DESC - Asset Description | ASSET_STATUS - Asset Status | DEPARTMENT - Administrative Department | AREA - Administrative Area | CRITICALITY - Asset Criticality Rating | BREAKER_NO - Breaker Number | CONTROL_PANEL - Control Panel ID Number | BUILDING - Building Number | LOCATION - Physical location of Asset | ROOM - Room (location) | MANUFACTURER - Manufacturer | MAKE - Make | MODEL_NO - Model | CAT_NO - Catalog/Spec/Type Number | SERIAL_NO - Serial Number | DATEMFR - Date of Manufacture | SIZE_COUP - Coupling Size Code (manufacturer code) | TYPE_COUPMAGN - Magnetic Coupling Type (magnetic disk, synchronous) | POWER_COUP - Coupling Power Rating (kW/rpm, HP/rpm) | SPEED_MAX - Maximum Speed (RPM) | TORQUE_ROTN - Maximum Rotational Torque (Nm) | BORE_SHFT - Shaft Bore (mm, in) | GAP_AIR - Air Gap (mm, in) | DEVI_ANGLMAX - Maximum Angular Deviation (deg, center gap - outer gap mm, in) | MATL_BODY - Body Construction Material (steel, stainless steel, copper, brass, cast iron) | LENGTH - Length (mm, in) | DIAM - Diameter (mm, in) | WEIGHT - Weight (kg, lb)
Note on C13: ASSET_NO: Synergen Asset ID given at time of hierarchy structure if migrated. Synergen generated if Asset data entered manually.
Note on D13: TAGGED- Name Plate: Contractors are to answer "YES" or "NO" to the question: Does the Asset have a name plate? Note: Name plates are helpful to retrieve Asset Specification Information.
Note on E13: TAG ID: Fill each cell with the unique Euipment Identifier number of the asset. E.g LDB-Y793 or S-C580 or SF-G581.MTR or XFMR-Y701 Smart numbered Tag_ID using City of Winnipeg standard format.
Note on F13: PLANT: This is a constant: Fill each cell with 01 for all assets
Note on G13: ASSET_RECORD_TYPE: For the asset type identified in column B, use validation drop down list to select appropriate Asset Type Record. E = Equipment B = Building A = Virtual (used in Asset Hierarchy Structure)
Note on H13: ASSET_DESC: Asset description should be documented in this format: Plant where Asset is located: NE-; Process building/area where Asset is located: LHW #1; Asset Tag ID: S-Y910; Common name of the asset: Refrigerated Sampler Each element must be separated by a comma and a space Example: NE, LHW #1, S-Y910, Refrigerated Sampler
Note on I13: ASSET_STATUS: Indicate if asset is active or inactive Format: Assets in service = ACTIVE Asset to be retired= INACTIVE
Note on J13: DEPARTMENT: This is a constant: Fill each cell with WWD for all assets
Note on K13: AREA: This is a constant: Fill each cell with Waste
Note on L13: CRITICALITY: Score Criticality 0-80 1 81-160 2 161-240 3 241-340 4 341-440 5 441-590 6 591-790 7 791-1040 8 1041-1300 9
Note on M13: BREAKER_NO: Breaker identification for the Asset Format: A 3 (single phase) B 1 2 3 (three phase) Where: A B C CDP etc. are the Panel ID and 1 2 3 are the breaker number within the panel Maximum data length = 12 characters
Note on N13: CONTROL_PANEL: Identify the control Panel ID Number (If applicable to the asset)
Note on O13: BUILDING: Use the building segment information provided in the guideline to identify building segment. If no appropriate building segment is listed, provide proposed new Building to City of Winnipeg for consideration.
Note on P13: LOCATION: Fill in the physical location of the asset e.g. Gallery XX, Tunnel XX, Basement, Upper Level, Lower Level, Mezzanine, West Wall etc. General location of the Asset. Maximum data length = 30 characters
Note on Q13: ROOM: Chlorine, Pump, Control, Motor etc. Fill in the name of the room where the Asset is located. Maximum data length = 20 characters

## WW-DAMPER
Classification Specification Template
| Asset Type: | DAMPER
| Asset Type Code: | WW-DAMPER
| Asset Data Record | [14 empty] | Specification Data Record
Attribute Description | ASSET_NO - Asset Number | TAGGED - Asset Tag/Name Plate | TAG ID - Tag ID | PLANT - Synergen Plant | ASSET_RECORD_TYPE - Asset Record Type | ASSET_DESC - Asset Description | ASSET_STATUS - Asset Status | DEPARTMENT - Administrative Department | AREA - Administrative Area | CRITICALITY - Asset Criticality Rating | BREAKER_NO - Breaker Number | CONTROL_PANEL - Control Panel ID Number | BUILDING - Building Number | LOCATION - Physical location of Asset | ROOM - Room (location) | MANUFACTURER - Manufacturer | MAKE - Make | MODEL_NO - Model | CAT_NO - Catalog/Spec/Type Number | SERIAL_NO - Serial Number | DATEMFR - Date of Manufacture | ARRG_DRIV - Drive Arrangement Code (manufacturer code) | MODEL_ACTU - Actuator Model (manufacturer model #) | MOUNT_ACTU - Actuator Mounting (internal, external, both) | POSN_FAIL - Fail Position (open, close, last) | POWER - Rated Power (kW, kVA, kVAR, HP) | LIM_IND - Limit Indication (switches, indicator) | MATL_BODY - Body Construction Material (steel, stainless steel, copper, brass, cast iron) | ENCL_PROT - Enclosure Protection Code (NEMA/IP rating) | HEIGHT - Height (mm, in) | WIDTH - Width (mm, in) | DEPTH - Depth (mm, in) | WEIGHT - Weight (kg, lb)
Note on C13: ASSET_NO: Synergen Asset ID given at time of hierarchy structure if migrated. Synergen generated if Asset data entered manually.
Note on D13: TAGGED- Name Plate: Contractors are to answer "YES" or "NO" to the question: Does the Asset have a name plate? Note: Name plates are helpful to retrieve Asset Specification Information.
Note on E13: TAG ID: Fill each cell with the unique Euipment Identifier number of the asset. E.g LDB-Y793 or S-C580 or SF-G581.MTR or XFMR-Y701 Smart numbered Tag_ID using City of Winnipeg standard format.
Note on F13: PLANT: This is a constant: Fill each cell with 01 for all assets
Note on G13: ASSET_RECORD_TYPE: For the asset type identified in column B, use validation drop down list to select appropriate Asset Type Record. E = Equipment B = Building A = Virtual (used in Asset Hierarchy Structure)
Note on H13: ASSET_DESC: Asset description should be documented in this format: Plant where Asset is located: NE-; Process building/area where Asset is located: LHW #1; Asset Tag ID: S-Y910; Common name of the asset: Refrigerated Sampler Each element must be separated by a comma and a space Example: NE, LHW #1, S-Y910, Refrigerated Sampler
Note on I13: ASSET_STATUS: Indicate if asset is active or inactive Format: Assets in service = ACTIVE Asset to be retired= INACTIVE
Note on J13: DEPARTMENT: This is a constant: Fill each cell with WWD for all assets
Note on K13: AREA: This is a constant: Fill each cell with Waste
Note on L13: CRITICALITY: Score Criticality 0-80 1 81-160 2 161-240 3 241-340 4 341-440 5 441-590 6 591-790 7 791-1040 8 1041-1300 9
Note on M13: BREAKER_NO: Breaker identification for the Asset Format: A 3 (single phase) B 1 2 3 (three phase) Where: A B C CDP etc. are the Panel ID and 1 2 3 are the breaker number within the panel Maximum data length = 12 characters
Note on N13: CONTROL_PANEL: Identify the control Panel ID Number (If applicable to the asset)
Note on O13: BUILDING: Use the building segment information provided in the guideline to identify building segment. If no appropriate building segment is listed, provide proposed new Building to City of Winnipeg for consideration.
Note on P13: LOCATION: Fill in the physical location of the asset e.g. Gallery XX, Tunnel XX, Basement, Upper Level, Lower Level, Mezzanine, West Wall etc. General location of the Asset. Maximum data length = 30 characters
Note on Q13: ROOM: Chlorine, Pump, Control, Motor etc. Fill in the name of the room where the Asset is located. Maximum data length = 20 characters

## WW-HOIST
Classification Specification Template
| Asset Type: | HOIST
| Asset Type Code: | WW-HOIST
| Asset Data Record | [14 empty] | Specification Data Record
Attribute Description | ASSET_NO - Asset Number | TAGGED - Asset Tag/Name Plate | TAG ID - Tag ID | PLANT - Synergen Plant | ASSET_RECORD_TYPE - Asset Record Type | ASSET_DESC - Asset Description | ASSET_STATUS - Asset Status | DEPARTMENT - Administrative Department | AREA - Administrative Area | CRITICALITY - Asset Criticality Rating | BREAKER_NO - Breaker Number | CONTROL_PANEL - Control Panel ID Number | BUILDING - Building Number | LOCATION - Physical location of Asset | ROOM - Room (location) | MANUFACTURER - Manufacturer | MAKE - Make | MODEL_NO - Model | CAT_NO - Catalog/Spec/Type Number | SERIAL_NO - Serial Number | DATEMFR - Date of Manufacture | TYPE_HOIST - Hoist Type (manual, chain, electric, hydraulic, pneumatic) | LOAD_MAX - Maximum Load Capacity (kg, tonne, lb, ton) | LIFT_RATERANG - Lifting Rate Range (m/min, ft/min) | START_MOTRINTEG - Integral Motor Starter (Y/N) | VOLT_COILSTART - Starter Coil Rated Voltage (V) | AMP_COILSTART - Starter Coil Rated Current (A) | FREQ_COILSTART - Starter Coil Frequency (Hz) | POWER - Rated Power (kW, kVA, kVAR, HP) | VOLT - Rated Voltage (V) | PHASE - Number of Phases | AMP - Rated Current (A) | FREQ - Frequency (Hz) | LIM_IND - Limit Indication (switches, indicator) | RATG_CONT - Contact Rating (A @ V) | RANG_POSNIND - Position Indicator Range (% travel) | SIGNL_POSNIND - Position Indicator Signal (mA, V) | TEMP_RANGOPER - Operating Temperature Range (⁰C) | RANG_HUMID - Humidity Range (% RH, non-condensing) | TYPE_CHAIN - Chain Type (roller, welded steel) | DIAM_CHAINROLL - Chain Roller Diameter (mm, in) | WIDTH_CHAIN - Chain Width (mm, in) | PITCH_CHAIN - Chain Pitch (mm, in) | MATL_CHAIN - Chain Material (steel, hardened steel, stainless steel) | WEIGHT_CHAIN - Chain Weight (kg/m, lb/ft) | TENS_STRGCHAIN - Chain Tensile Strength (kg, lb) | ENCL_PROT - Enclosure Protection Code (NEMA/IP rating) | CERTIF - Certification (CSA, UL, FM, Class, Div, Grp, Haz/Non-Haz) | LENGTH - Length (mm, in) | WIDTH - Width (mm, in) | HEIGHT - Height (mm, in) | WEIGHT - Weight (kg, lb)
Note on C13: ASSET_NO: Synergen Asset ID given at time of hierarchy structure if migrated. Synergen generated if Asset data entered manually.
Note on D13: TAGGED- Name Plate: Contractors are to answer "YES" or "NO" to the question: Does the Asset have a name plate? Note: Name plates are helpful to retrieve Asset Specification Information.
Note on E13: TAG ID: Fill each cell with the unique Euipment Identifier number of the asset. E.g LDB-Y793 or S-C580 or SF-G581.MTR or XFMR-Y701 Smart numbered Tag_ID using City of Winnipeg standard format.
Note on F13: PLANT: This is a constant: Fill each cell with 01 for all assets
Note on G13: ASSET_RECORD_TYPE: For the asset type identified in column B, use validation drop down list to select appropriate Asset Type Record. E = Equipment B = Building A = Virtual (used in Asset Hierarchy Structure)
Note on H13: ASSET_DESC: Asset description should be documented in this format: Plant where Asset is located: NE-; Process building/area where Asset is located: LHW #1; Asset Tag ID: S-Y910; Common name of the asset: Refrigerated Sampler Each element must be separated by a comma and a space Example: NE, LHW #1, S-Y910, Refrigerated Sampler
Note on I13: ASSET_STATUS: Indicate if asset is active or inactive Format: Assets in service = ACTIVE Asset to be retired= INACTIVE
Note on J13: DEPARTMENT: This is a constant: Fill each cell with WWD for all assets
Note on K13: AREA: This is a constant: Fill each cell with Waste
Note on L13: CRITICALITY: Score Criticality 0-80 1 81-160 2 161-240 3 241-340 4 341-440 5 441-590 6 591-790 7 791-1040 8 1041-1300 9
Note on M13: BREAKER_NO: Breaker identification for the Asset Format: A 3 (single phase) B 1 2 3 (three phase) Where: A B C CDP etc. are the Panel ID and 1 2 3 are the breaker number within the panel Maximum data length = 12 characters
Note on N13: CONTROL_PANEL: Identify the control Panel ID Number (If applicable to the asset)
Note on O13: BUILDING: Use the building segment information provided in the guideline to identify building segment. If no appropriate building segment is listed, provide proposed new Building to City of Winnipeg for consideration.
Note on P13: LOCATION: Fill in the physical location of the asset e.g. Gallery XX, Tunnel XX, Basement, Upper Level, Lower Level, Mezzanine, West Wall etc. General location of the Asset. Maximum data length = 30 characters
Note on Q13: ROOM: Chlorine, Pump, Control, Motor etc. Fill in the name of the room where the Asset is located. Maximum data length = 20 characters

## WW-GATE
Classification Specification Template
| Asset Type: | Gate (Weir/Slide/Flap)
| Asset Type Code: | WW-GATE
| Asset Data Record | [14 empty] | Specification Data Record
Attribute Description | ASSET_NO - Asset Number | TAGGED - Asset Tag/Name Plate | TAG ID - Tag ID | PLANT - Synergen Plant | ASSET_RECORD_TYPE - Asset Record Type | ASSET_DESC - Asset Description | ASSET_STATUS - Asset Status | DEPARTMENT - Administrative Department | AREA - Administrative Area | CRITICALITY - Asset Criticality Rating | BREAKER_NO - Breaker Number | CONTROL_PANEL - Control Panel ID Number | BUILDING - Building Number | LOCATION - Physical location of Asset | ROOM - Room (location) | MANUFACTURER - Manufacturer | MAKE - Make | MODEL_NO - Model | CAT_NO - Catalog/Spec/Type Number | SERIAL_NO - Serial Number | DATEMFR - Date of Manufacture | TYPE_GATE - Gate Type (weir, slide, flap) | DIRN_GATEOPEN - Weir or Slide Gate Opening Direction (downward, upward, slide, rotate) | SERV_GATE - Gate Service (open channel, submerged) | MOUNT_GATE - Gate Mount (wall, thimble, spigot, flange) | MATL_GATE - Gate Material (steel, stainless steel, aluminum) | MATL_SEAL - Seal Material (neoprene, nitrile, buna-n) | SEAL_TOP - Top Seal Present (Y/N) | STYLE_STEM - Stem Style (rising, non-rising) | MATL_STEM - Stem Material (stainless steel, carbon steel) | POSN_STEMIND - Stem Position Indicator (Y/N) | HEAD_SEATMAX - Maximum Head Seating (kg, lb) | HEAD_UNSEATMAX - Maximum Head Unseating (kg, lb) | LOCN_FLAPHINGE - Flap Hinge Location (top, side) | TYPE_ACTU - Actuator Type (hand, electric, pneumatic, electro-hydraulic, manufacturer code) | CFIG_ACTU - Actuator Configuration (single, tandem) | MODEL_ACTU - Actuator Model (manufacturer model #) | TYPE_GRBXACTU - Actuator Gearbox Type (planetary, bevel, worm) | INTEG_CTRL - Integral Controls (Y/N) | OVRDE_MAN - Manual Over-ride (hand pump, wheel, lever) | HEIGHT - Height (mm, in) | WIDTH - Width (mm, in) | THICK - Thickness (mm, in) | DIAM - Diameter (mm, in) | WEIGHT - Weight (kg, lb)
Note on C13: ASSET_NO: Synergen Asset ID given at time of hierarchy structure if migrated. Synergen generated if Asset data entered manually.
Note on D13: TAGGED- Name Plate: Contractors are to answer "YES" or "NO" to the question: Does the Asset have a name plate? Note: Name plates are helpful to retrieve Asset Specification Information.
Note on E13: TAG ID: Fill each cell with the unique Euipment Identifier number of the asset. E.g LDB-Y793 or S-C580 or SF-G581.MTR or XFMR-Y701 Smart numbered Tag_ID using City of Winnipeg standard format.
Note on F13: PLANT: This is a constant: Fill each cell with 01 for all assets
Note on G13: ASSET_RECORD_TYPE: For the asset type identified in column B, use validation drop down list to select appropriate Asset Type Record. E = Equipment B = Building A = Virtual (used in Asset Hierarchy Structure)
Note on H13: ASSET_DESC: Asset description should be documented in this format: Plant where Asset is located: NE-; Process building/area where Asset is located: LHW #1; Asset Tag ID: S-Y910; Common name of the asset: Refrigerated Sampler Each element must be separated by a comma and a space Example: NE, LHW #1, S-Y910, Refrigerated Sampler
Note on I13: ASSET_STATUS: Indicate if asset is active or inactive Format: Assets in service = ACTIVE Asset to be retired= INACTIVE
Note on J13: DEPARTMENT: This is a constant: Fill each cell with WWD for all assets
Note on K13: AREA: This is a constant: Fill each cell with Waste
Note on L13: CRITICALITY: Score Criticality 0-80 1 81-160 2 161-240 3 241-340 4 341-440 5 441-590 6 591-790 7 791-1040 8 1041-1300 9
Note on M13: BREAKER_NO: Breaker identification for the Asset Format: A 3 (single phase) B 1 2 3 (three phase) Where: A B C CDP etc. are the Panel ID and 1 2 3 are the breaker number within the panel Maximum data length = 12 characters
Note on N13: CONTROL_PANEL: Identify the control Panel ID Number (If applicable to the asset)
Note on O13: BUILDING: Use the building segment information provided in the guideline to identify building segment. If no appropriate building segment is listed, provide proposed new Building to City of Winnipeg for consideration.
Note on P13: LOCATION: Fill in the physical location of the asset e.g. Gallery XX, Tunnel XX, Basement, Upper Level, Lower Level, Mezzanine, West Wall etc. General location of the Asset. Maximum data length = 30 characters
Note on Q13: ROOM: Chlorine, Pump, Control, Motor etc. Fill in the name of the room where the Asset is located. Maximum data length = 20 characters

## WW-GRBX_PL
Classification Specification Template
| Asset Type: | GEARBOX, Planetary
| Asset Type Code: | WW-GRBX_PL
| Asset Data Record | [14 empty] | Specification Data Record
Attribute Description | ASSET_NO - Asset Number | TAGGED - Asset Tag/Name Plate | TAG ID - Tag ID | PLANT - Synergen Plant | ASSET_RECORD_TYPE - Asset Record Type | ASSET_DESC - Asset Description | ASSET_STATUS - Asset Status | DEPARTMENT - Administrative Department | AREA - Administrative Area | CRITICALITY - Asset Criticality Rating | BREAKER_NO - Breaker Number | CONTROL_PANEL - Control Panel ID Number | BUILDING - Building Number | LOCATION - Physical location of Asset | ROOM - Room (location) | MANUFACTURER - Manufacturer | MAKE - Make | MODEL_NO - Model | CAT_NO - Catalog/Spec/Type Number | SERIAL_NO - Serial Number | DATEMFR - Date of Manufacture | SIZE_FRAME - Frame Size (manufacturer code) | ORIENT_GRBX - Gearbox Orientation (in-line, right angle) | RATIO_GEAR - Reduction Gear Ratio (x:y) | NUMB_STAGE - Number of Stages (#) | DIRN_ROTN - Rotation Direction (CW, CCW, either) | POWER_IN - Rated Input Power (kW, HP) | POWER_OUT - Rated Output Power (kW, HP) | TORQUE_MAX - Maximum Output Torque (Nm) | TORQUE_OLOAD - Overload Torque (Shock Load) (Nm) | SPEED_MAX - Maximum Speed (RPM) | EFFIC_PERC - Efficiency (%) | TEMP_RANGOPER - Operating Temperature Range (⁰C) | TYPE_BRGIN - Input Bearing Type (ball, rolling element, manufacturer code) | TYPE_SHFTSEALIN - Input Shaft Seal Type (manufacturer code) | SIZE_FLNGIN - Input Flange Size (mm, in, manufacturer code) | TYPE_BRGOUT - Output Bearing Type (ball, rolling element, manufacturer code) | TYPE_SHFTSEALOUT - Output Shaft Seal Type (manufacturer code) | SIZE_FLNGOUT - Output Flange Size (mm, in, manufacturer code) | CLASS_FLNG - Flange Class (class #, PN #, lb) | MATL_CASE - Case Material (steel, stainless steel, cast iron, aluminum) | MATL_PLANETCARR - Planet Carrier Material (steel, stainless steel, hardened steel) | TYPE_LUBE - Lubrication Type (grease/oil formulation code) | MOUNT_GRBX - Gearbox Mount (flange, foot, shaft) | LENGTH - Length (mm, in) | HEIGHT - Height (mm, in) | WIDTH - Width (mm, in) | DIAM - Diameter (mm, in) | WEIGHT - Weight (kg, lb)
Note on C13: ASSET_NO: Synergen Asset ID given at time of hierarchy structure if migrated. Synergen generated if Asset data entered manually.
Note on D13: TAGGED- Name Plate: Contractors are to answer "YES" or "NO" to the question: Does the Asset have a name plate? Note: Name plates are helpful to retrieve Asset Specification Information.
Note on E13: TAG ID: Fill each cell with the unique Euipment Identifier number of the asset. E.g LDB-Y793 or S-C580 or SF-G581.MTR or XFMR-Y701 Smart numbered Tag_ID using City of Winnipeg standard format.
Note on F13: PLANT: This is a constant: Fill each cell with 01 for all assets
Note on G13: ASSET_RECORD_TYPE: For the asset type identified in column B, use validation drop down list to select appropriate Asset Type Record. E = Equipment B = Building A = Virtual (used in Asset Hierarchy Structure)
Note on H13: ASSET_DESC: Asset description should be documented in this format: Plant where Asset is located: NE-; Process building/area where Asset is located: LHW #1; Asset Tag ID: S-Y910; Common name of the asset: Refrigerated Sampler Each element must be separated by a comma and a space Example: NE, LHW #1, S-Y910, Refrigerated Sampler
Note on I13: ASSET_STATUS: Indicate if asset is active or inactive Format: Assets in service = ACTIVE Asset to be retired= INACTIVE
Note on J13: DEPARTMENT: This is a constant: Fill each cell with WWD for all assets
Note on K13: AREA: This is a constant: Fill each cell with Waste
Note on L13: CRITICALITY: Score Criticality 0-80 1 81-160 2 161-240 3 241-340 4 341-440 5 441-590 6 591-790 7 791-1040 8 1041-1300 9
Note on M13: BREAKER_NO: Breaker identification for the Asset Format: A 3 (single phase) B 1 2 3 (three phase) Where: A B C CDP etc. are the Panel ID and 1 2 3 are the breaker number within the panel Maximum data length = 12 characters
Note on N13: CONTROL_PANEL: Identify the control Panel ID Number (If applicable to the asset)
Note on O13: BUILDING: Use the building segment information provided in the guideline to identify building segment. If no appropriate building segment is listed, provide proposed new Building to City of Winnipeg for consideration.
Note on P13: LOCATION: Fill in the physical location of the asset e.g. Gallery XX, Tunnel XX, Basement, Upper Level, Lower Level, Mezzanine, West Wall etc. General location of the Asset. Maximum data length = 30 characters
Note on Q13: ROOM: Chlorine, Pump, Control, Motor etc. Fill in the name of the room where the Asset is located. Maximum data length = 20 characters

## WW-GRBX_BE
Classification Specification Template
| Asset Type: | GEARBOX, Bevel
| Asset Type Code: | WW-GRBX_BE
| Asset Data Record | [14 empty] | Specification Data Record
Attribute Description | ASSET_NO - Asset Number | TAGGED - Asset Tag/Name Plate | TAG ID - Tag ID | PLANT - Synergen Plant | ASSET_RECORD_TYPE - Asset Record Type | ASSET_DESC - Asset Description | ASSET_STATUS - Asset Status | DEPARTMENT - Administrative Department | AREA - Administrative Area | CRITICALITY - Asset Criticality Rating | BREAKER_NO - Breaker Number | CONTROL_PANEL - Control Panel ID Number | BUILDING - Building Number | LOCATION - Physical location of Asset | ROOM - Room (location) | MANUFACTURER - Manufacturer | MAKE - Make | MODEL_NO - Model | CAT_NO - Catalog/Spec/Type Number | SERIAL_NO - Serial Number | DATEMFR - Date of Manufacture | SIZE_FRAME - Frame Size (manufacturer code) | RATIO_GEAR - Reduction Gear Ratio (x:y) | CFIG_GRBXSHFTIN - Gearbox Input Shaft Configuration (extendable) | CFIG_GRBXSHFTOUT - Gearbox Output Shaft Configuration (single RH/LH, double, extendable) | TYPE_GRBEVEL - Gear Bevel Type (straight, spiral, zerol, hypoid) | LINE_GRTOOTH - Gear Tooth Line (straight, spiral RH/LH, zerol RH/LH) | DIRN_ROTN - Rotation Direction (CW, CCW, either) | POWER_IN - Rated Input Power (kW, HP) | POWER_OUT - Rated Output Power (kW, HP) | TORQUE_MAX - Maximum Output Torque (Nm) | SPEED_MAX - Maximum Speed (RPM) | EFFIC_PERC - Efficiency (%) | TEMP_RANGOPER - Operating Temperature Range (⁰C) | TYPE_BRGIN - Input Bearing Type (ball, rolling element, manufacturer code) | TYPE_SHFTSEALIN - Input Shaft Seal Type (manufacturer code) | SIZE_FLNGIN - Input Flange Size (mm, in, manufacturer code) | TYPE_BRGOUT - Output Bearing Type (ball, rolling element, manufacturer code) | TYPE_SHFTSEALOUT - Output Shaft Seal Type (manufacturer code) | SIZE_FLNGOUT - Output Flange Size (mm, in, manufacturer code) | CLASS_FLNG - Flange Class (class #, PN #, lb) | MATL_CASE - Case Material (steel, stainless steel, cast iron, aluminum) | MATL_GEAR - Gear Material (steel, stainless steel, hardened steel) | TYPE_LUBE - Lubrication Type (grease/oil formulation code) | TYPE_SEAL - Seal Type (manufacturer code) | MOUNT_GRBX - Gearbox Mount (flange, foot, shaft) | LENGTH - Length (mm, in) | HEIGHT - Height (mm, in) | WIDTH - Width (mm, in) | DIAM - Diameter (mm, in) | WEIGHT - Weight (kg, lb)
Note on C13: ASSET_NO: Synergen Asset ID given at time of hierarchy structure if migrated. Synergen generated if Asset data entered manually.
Note on D13: TAGGED- Name Plate: Contractors are to answer "YES" or "NO" to the question: Does the Asset have a name plate? Note: Name plates are helpful to retrieve Asset Specification Information.
Note on E13: TAG ID: Fill each cell with the unique Euipment Identifier number of the asset. E.g LDB-Y793 or S-C580 or SF-G581.MTR or XFMR-Y701 Smart numbered Tag_ID using City of Winnipeg standard format.
Note on F13: PLANT: This is a constant: Fill each cell with 01 for all assets
Note on G13: ASSET_RECORD_TYPE: For the asset type identified in column B, use validation drop down list to select appropriate Asset Type Record. E = Equipment B = Building A = Virtual (used in Asset Hierarchy Structure)
Note on H13: ASSET_DESC: Asset description should be documented in this format: Plant where Asset is located: NE-; Process building/area where Asset is located: LHW #1; Asset Tag ID: S-Y910; Common name of the asset: Refrigerated Sampler Each element must be separated by a comma and a space Example: NE, LHW #1, S-Y910, Refrigerated Sampler
Note on I13: ASSET_STATUS: Indicate if asset is active or inactive Format: Assets in service = ACTIVE Asset to be retired= INACTIVE
Note on J13: DEPARTMENT: This is a constant: Fill each cell with WWD for all assets
Note on K13: AREA: This is a constant: Fill each cell with Waste
Note on L13: CRITICALITY: Score Criticality 0-80 1 81-160 2 161-240 3 241-340 4 341-440 5 441-590 6 591-790 7 791-1040 8 1041-1300 9
Note on M13: BREAKER_NO: Breaker identification for the Asset Format: A 3 (single phase) B 1 2 3 (three phase) Where: A B C CDP etc. are the Panel ID and 1 2 3 are the breaker number within the panel Maximum data length = 12 characters
Note on N13: CONTROL_PANEL: Identify the control Panel ID Number (If applicable to the asset)
Note on O13: BUILDING: Use the building segment information provided in the guideline to identify building segment. If no appropriate building segment is listed, provide proposed new Building to City of Winnipeg for consideration.
Note on P13: LOCATION: Fill in the physical location of the asset e.g. Gallery XX, Tunnel XX, Basement, Upper Level, Lower Level, Mezzanine, West Wall etc. General location of the Asset. Maximum data length = 30 characters
Note on Q13: ROOM: Chlorine, Pump, Control, Motor etc. Fill in the name of the room where the Asset is located. Maximum data length = 20 characters

## WW-GRBX_WO
Classification Specification Template
| Asset Type: | GEARBOX, Worm
| Asset Type Code: | WW-GRBX_WO
| Asset Data Record | [14 empty] | Specification Data Record
Attribute Description | ASSET_NO - Asset Number | TAGGED - Asset Tag/Name Plate | TAG ID - Tag ID | PLANT - Synergen Plant | ASSET_RECORD_TYPE - Asset Record Type | ASSET_DESC - Asset Description | ASSET_STATUS - Asset Status | DEPARTMENT - Administrative Department | AREA - Administrative Area | CRITICALITY - Asset Criticality Rating | BREAKER_NO - Breaker Number | CONTROL_PANEL - Control Panel ID Number | BUILDING - Building Number | LOCATION - Physical location of Asset | ROOM - Room (location) | MANUFACTURER - Manufacturer | MAKE - Make | MODEL_NO - Model | CAT_NO - Catalog/Spec/Type Number | SERIAL_NO - Serial Number | DATEMFR - Date of Manufacture | SIZE_FRAME - Frame Size (manufacturer code) | RATIO_GEAR - Reduction Gear Ratio (x:y) | SERV_FACTR - Service Factor | CFIG_WORMTEETH - Input Worm Teeth Type (RH/LH spiral) | CFIG_WORMGRTEETH - Output Worm Gear Teeth Profile (straight, spiral) | CFIG_GRBXSHFTOUT - Gearbox Output Shaft Configuration (single RH/LH, double, extendable) | DIRN_ROTN - Rotation Direction (CW, CCW, either) | LOCK_SELF - Uni-directional Self Locking (Y/N) | POWER_IN - Rated Input Power (kW, HP) | POWER_OUT - Rated Output Power (kW, HP) | TORQUE_MAX - Maximum Output Torque (Nm) | SPEED_MAX - Maximum Speed (RPM) | EFFIC_PERC - Efficiency (%) | TEMP_RANGOPER - Operating Temperature Range (⁰C) | TYPE_BRGIN - Input Bearing Type (ball, rolling element, manufacturer code) | TYPE_SHFTSEALIN - Input Shaft Seal Type (manufacturer code) | SIZE_FLNGIN - Input Flange Size (mm, in, manufacturer code) | TYPE_BRGOUT - Output Bearing Type (ball, rolling element, manufacturer code) | TYPE_SHFTSEALOUT - Output Shaft Seal Type (manufacturer code) | SIZE_FLNGOUT - Output Flange Size (mm, in, manufacturer code) | CLASS_FLNG - Flange Class (class #, PN #, lb) | MATL_CASE - Case Material (steel, stainless steel, cast iron, aluminum) | MATL_GEAR - Gear Material (steel, stainless steel, hardened steel) | TYPE_LUBE - Lubrication Type (grease/oil formulation code) | TYPE_SEAL - Seal Type (manufacturer code) | MOUNT_GRBX - Gearbox Mount (flange, foot, shaft) | LENGTH - Length (mm, in) | HEIGHT - Height (mm, in) | WIDTH - Width (mm, in) | DIAM - Diameter (mm, in) | WEIGHT - Weight (kg, lb)
Note on C13: ASSET_NO: Synergen Asset ID given at time of hierarchy structure if migrated. Synergen generated if Asset data entered manually.
Note on D13: TAGGED- Name Plate: Contractors are to answer "YES" or "NO" to the question: Does the Asset have a name plate? Note: Name plates are helpful to retrieve Asset Specification Information.
Note on E13: TAG ID: Fill each cell with the unique Euipment Identifier number of the asset. E.g LDB-Y793 or S-C580 or SF-G581.MTR or XFMR-Y701 Smart numbered Tag_ID using City of Winnipeg standard format.
Note on F13: PLANT: This is a constant: Fill each cell with 01 for all assets
Note on G13: ASSET_RECORD_TYPE: For the asset type identified in column B, use validation drop down list to select appropriate Asset Type Record. E = Equipment B = Building A = Virtual (used in Asset Hierarchy Structure)
Note on H13: ASSET_DESC: Asset description should be documented in this format: Plant where Asset is located: NE-; Process building/area where Asset is located: LHW #1; Asset Tag ID: S-Y910; Common name of the asset: Refrigerated Sampler Each element must be separated by a comma and a space Example: NE, LHW #1, S-Y910, Refrigerated Sampler
Note on I13: ASSET_STATUS: Indicate if asset is active or inactive Format: Assets in service = ACTIVE Asset to be retired= INACTIVE
Note on J13: DEPARTMENT: This is a constant: Fill each cell with WWD for all assets
Note on K13: AREA: This is a constant: Fill each cell with Waste
Note on L13: CRITICALITY: Score Criticality 0-80 1 81-160 2 161-240 3 241-340 4 341-440 5 441-590 6 591-790 7 791-1040 8 1041-1300 9
Note on M13: BREAKER_NO: Breaker identification for the Asset Format: A 3 (single phase) B 1 2 3 (three phase) Where: A B C CDP etc. are the Panel ID and 1 2 3 are the breaker number within the panel Maximum data length = 12 characters
Note on N13: CONTROL_PANEL: Identify the control Panel ID Number (If applicable to the asset)
Note on O13: BUILDING: Use the building segment information provided in the guideline to identify building segment. If no appropriate building segment is listed, provide proposed new Building to City of Winnipeg for consideration.
Note on P13: LOCATION: Fill in the physical location of the asset e.g. Gallery XX, Tunnel XX, Basement, Upper Level, Lower Level, Mezzanine, West Wall etc. General location of the Asset. Maximum data length = 30 characters
Note on Q13: ROOM: Chlorine, Pump, Control, Motor etc. Fill in the name of the room where the Asset is located. Maximum data length = 20 characters

## WW-ARRE_FL
Classification Specification Template
| Asset Type: | ARRESTOR, Flame
| Asset Type Code: | WW-ARRE_FL
| Asset Data Record | [14 empty] | Specification Data Record
Attribute Description | ASSET_NO - Asset Number | TAGGED - Asset Tag/Name Plate | TAG ID - Tag ID | PLANT - Synergen Plant | ASSET_RECORD_TYPE - Asset Record Type | ASSET_DESC - Asset Description | ASSET_STATUS - Asset Status | DEPARTMENT - Administrative Department | AREA - Administrative Area | CRITICALITY - Asset Criticality Rating | BREAKER_NO - Breaker Number | CONTROL_PANEL - Control Panel ID Number | BUILDING - Building Number | LOCATION - Physical location of Asset | ROOM - Room (location) | MANUFACTURER - Manufacturer | MAKE - Make | MODEL_NO - Model | CAT_NO - Catalog/Spec/Type Number | SERIAL_NO - Serial Number | DATEMFR - Date of Manufacture | LOCN_ARREFL - Flame Arrestor Location (in-line, end of line, vent) | SIZE_ARREFL - Flame Arrestor Size (DN #, manufacturer code) | SIZE_ORIFICE - Orifice Size (mm, in, manufacturer code) | TYPE_GASK - Gasket Type (manufacturer code, ID, OD, thickness, material) | CONN_PROC - Process Connection (threaded, flanged) | SIZE_THREAD - Thread Size (NPT, mm, in) | SIZE_FLNG - Flange Size (mm, in, manufacturer code) | CLASS_FLNG - Flange Class (class #, PN #, lb) | TEMP_MAX - Maximum Rated Temperature (⁰C) | TYPE_INSTTEMP - Temperature Instrumentation (switch, transmitter) | PRESS_MAX - Rated Maximum Pressure (kPa, psi, bar) | PRESS_DIFFMAX - Rated Maximum Differential Pressure (kPad, psid, mm/in wc) | PRESS_INST - Pressure Instrumentation (switch, transmitter) | MATL_ELMNTARREFL - Flame Arrestor Element Material (stainless steel aluminum) | MATL_BODY - Body Construction Material (steel, stainless steel, copper, brass, cast iron) | FINISH_STEEL - Finish on Steel Parts (stainless, enamel, powder coated, anodized, plated) | LENGTH - Length (mm, in) | HEIGHT - Height (mm, in) | WIDTH - Width (mm, in) | DIAM - Diameter (mm, in) | WEIGHT - Weight (kg, lb)
Note on C13: ASSET_NO: Synergen Asset ID given at time of hierarchy structure if migrated. Synergen generated if Asset data entered manually.
Note on D13: TAGGED- Name Plate: Contractors are to answer "YES" or "NO" to the question: Does the Asset have a name plate? Note: Name plates are helpful to retrieve Asset Specification Information.
Note on E13: TAG ID: Fill each cell with the unique Euipment Identifier number of the asset. E.g LDB-Y793 or S-C580 or SF-G581.MTR or XFMR-Y701 Smart numbered Tag_ID using City of Winnipeg standard format.
Note on F13: PLANT: This is a constant: Fill each cell with 01 for all assets
Note on G13: ASSET_RECORD_TYPE: For the asset type identified in column B, use validation drop down list to select appropriate Asset Type Record. E = Equipment B = Building A = Virtual (used in Asset Hierarchy Structure)
Note on H13: ASSET_DESC: Asset description should be documented in this format: Plant where Asset is located: NE-; Process building/area where Asset is located: LHW #1; Asset Tag ID: S-Y910; Common name of the asset: Refrigerated Sampler Each element must be separated by a comma and a space Example: NE, LHW #1, S-Y910, Refrigerated Sampler
Note on I13: ASSET_STATUS: Indicate if asset is active or inactive Format: Assets in service = ACTIVE Asset to be retired= INACTIVE
Note on J13: DEPARTMENT: This is a constant: Fill each cell with WWD for all assets
Note on K13: AREA: This is a constant: Fill each cell with Waste
Note on L13: CRITICALITY: Score Criticality 0-80 1 81-160 2 161-240 3 241-340 4 341-440 5 441-590 6 591-790 7 791-1040 8 1041-1300 9
Note on M13: BREAKER_NO: Breaker identification for the Asset Format: A 3 (single phase) B 1 2 3 (three phase) Where: A B C CDP etc. are the Panel ID and 1 2 3 are the breaker number within the panel Maximum data length = 12 characters
Note on N13: CONTROL_PANEL: Identify the control Panel ID Number (If applicable to the asset)
Note on O13: BUILDING: Use the building segment information provided in the guideline to identify building segment. If no appropriate building segment is listed, provide proposed new Building to City of Winnipeg for consideration.
Note on P13: LOCATION: Fill in the physical location of the asset e.g. Gallery XX, Tunnel XX, Basement, Upper Level, Lower Level, Mezzanine, West Wall etc. General location of the Asset. Maximum data length = 30 characters
Note on Q13: ROOM: Chlorine, Pump, Control, Motor etc. Fill in the name of the room where the Asset is located. Maximum data length = 20 characters

## WW-SEPR_OI
Classification Specification Template
| Asset Type: | SEPARATOR, Oil
| Asset Type Code: | WW-SEPR_OI
| Asset Data Record | [14 empty] | Specification Data Record
Attribute Description | ASSET_NO - Asset Number | TAGGED - Asset Tag/Name Plate | TAG ID - Tag ID | PLANT - Synergen Plant | ASSET_RECORD_TYPE - Asset Record Type | ASSET_DESC - Asset Description | ASSET_STATUS - Asset Status | DEPARTMENT - Administrative Department | AREA - Administrative Area | CRITICALITY - Asset Criticality Rating | BREAKER_NO - Breaker Number | CONTROL_PANEL - Control Panel ID Number | BUILDING - Building Number | LOCATION - Physical location of Asset | ROOM - Room (location) | MANUFACTURER - Manufacturer | MAKE - Make | MODEL_NO - Model | CAT_NO - Catalog/Spec/Type Number | SERIAL_NO - Serial Number | DATEMFR - Date of Manufacture | TYPE_SEPROIL - Oil and Water Separator Type (API, coalescing plate) | LOCN_SEPRNSTL - Separator Installation Location (above ground, below ground) | VOL_CAP - Volume Capacity (l, m3) | FLOW_FLUID - Fluid Flow Rate (l/min, m3/hr, USGPM) | CAP_STRGOIL - Oil Storage Capacity (l, m3, USG) | CAP_STRGSLDS - Solids Storage Capacity (l, m3, USG) | LEVEL_INSTOIL - Oil Level Instrumentation (switch, transmitter) | SHOFF_AUTO - Auto Shutoff (Y/N) | PUMPOUT_AUTO - Auto Pump Out (Y/N) | SIZE_PIPEOILSK - Skimmed Oil Pipe Size (mm, in) | SIZE_PIPEIN - Inlet Pipe Size (mm, in) | SIZE_FLNGIN - Input Flange Size (mm, in, manufacturer code) | SIZE_PIPEOUT - Outlet Pipe Size (mm, in) | SIZE_FLNGOUT - Output Flange Size (mm, in, manufacturer code) | CLASS_FLNG - Flange Class (class #, PN #, lb) | MATL_WALL - Wall Material (wood, steel, concrete) | WALL_DBL - Double Walled (Y/N) | AGENCY_STD - Agency or Standard (ANSI, API, ASME, AWWA) | LENGTH - Length (mm, in) | HEIGHT - Height (mm, in) | WIDTH - Width (mm, in) | DIAM - Diameter (mm, in) | WEIGHT - Weight (kg, lb) | WEIGHT_FILL - Weight Filled (kg, lb)
Note on C13: ASSET_NO: Synergen Asset ID given at time of hierarchy structure if migrated. Synergen generated if Asset data entered manually.
Note on D13: TAGGED- Name Plate: Contractors are to answer "YES" or "NO" to the question: Does the Asset have a name plate? Note: Name plates are helpful to retrieve Asset Specification Information.
Note on E13: TAG ID: Fill each cell with the unique Euipment Identifier number of the asset. E.g LDB-Y793 or S-C580 or SF-G581.MTR or XFMR-Y701 Smart numbered Tag_ID using City of Winnipeg standard format.
Note on F13: PLANT: This is a constant: Fill each cell with 01 for all assets
Note on G13: ASSET_RECORD_TYPE: For the asset type identified in column B, use validation drop down list to select appropriate Asset Type Record. E = Equipment B = Building A = Virtual (used in Asset Hierarchy Structure)
Note on H13: ASSET_DESC: Asset description should be documented in this format: Plant where Asset is located: NE-; Process building/area where Asset is located: LHW #1; Asset Tag ID: S-Y910; Common name of the asset: Refrigerated Sampler Each element must be separated by a comma and a space Example: NE, LHW #1, S-Y910, Refrigerated Sampler
Note on I13: ASSET_STATUS: Indicate if asset is active or inactive Format: Assets in service = ACTIVE Asset to be retired= INACTIVE
Note on J13: DEPARTMENT: This is a constant: Fill each cell with WWD for all assets
Note on K13: AREA: This is a constant: Fill each cell with Waste
Note on L13: CRITICALITY: Score Criticality 0-80 1 81-160 2 161-240 3 241-340 4 341-440 5 441-590 6 591-790 7 791-1040 8 1041-1300 9
Note on M13: BREAKER_NO: Breaker identification for the Asset Format: A 3 (single phase) B 1 2 3 (three phase) Where: A B C CDP etc. are the Panel ID and 1 2 3 are the breaker number within the panel Maximum data length = 12 characters
Note on N13: CONTROL_PANEL: Identify the control Panel ID Number (If applicable to the asset)
Note on O13: BUILDING: Use the building segment information provided in the guideline to identify building segment. If no appropriate building segment is listed, provide proposed new Building to City of Winnipeg for consideration.
Note on P13: LOCATION: Fill in the physical location of the asset e.g. Gallery XX, Tunnel XX, Basement, Upper Level, Lower Level, Mezzanine, West Wall etc. General location of the Asset. Maximum data length = 30 characters
Note on Q13: ROOM: Chlorine, Pump, Control, Motor etc. Fill in the name of the room where the Asset is located. Maximum data length = 20 characters

## WW-SEPR_CY
Classification Specification Template
| Asset Type: | SEPERATOR, Cyclone
| Asset Type Code: | WW-SEPR_CY
| Asset Data Record | [14 empty] | Specification Data Record
Attribute Description | ASSET_NO - Asset Number | TAGGED - Asset Tag/Name Plate | TAG ID - Tag ID | PLANT - Synergen Plant | ASSET_RECORD_TYPE - Asset Record Type | ASSET_DESC - Asset Description | ASSET_STATUS - Asset Status | DEPARTMENT - Administrative Department | AREA - Administrative Area | CRITICALITY - Asset Criticality Rating | BREAKER_NO - Breaker Number | CONTROL_PANEL - Control Panel ID Number | BUILDING - Building Number | LOCATION - Physical location of Asset | ROOM - Room (location) | MANUFACTURER - Manufacturer | MAKE - Make | MODEL_NO - Model | CAT_NO - Catalog/Spec/Type Number | SERIAL_NO - Serial Number | DATEMFR - Date of Manufacture | SIZE_VALV - Valve Size (mm, in, manufacturer code) | STYLE_END - End Style (flange, wafer, lugged, threaded, socket/butt weld) | PATH_FLOW - Flow Path (in-line, right angle, Y) | MEDIA_PROC - Process Media (air, gas (specify), liquid (specify)) | SIZE_ORIFICE - Orifice Size (mm, in, manufacturer code) | RANG_PRESSRELF - Relief Pressure Adjustment Range (kPa, psi, bar) | PRESS_RECLOSE - Reclose Pressure (kPa, psi, bar, % of set pressure) | PRESS_MAX - Rated Maximum Pressure (kPa, psi, bar) | FLOW_MEDIAMAX - Media Maximum Flow Rate (l/min, m3/hr, kg/hr, USGPM, SCFM) | TEMP_RANGOPER - Operating Temperature Range (⁰C) | CLASS_FLNG - Flange Class (class #, PN #, lb) | SIZE_FLNGPROC - Process Port Flange Size (mm, in, manufacturer code) | SIZE_FLNGRELF - Relief Port Flange Size (mm, in, manufacturer code) | SIZE_THREADPROC - Process Port Thread Size (NPT, mm, in, male/female) | SIZE_THREADRELF - Relief Port Thread Size (NPT, mm, in, male/female) | MATL_BODY - Body Construction Material (steel, stainless steel, copper, brass, cast iron) | FINISH_BODY - Body Finish (stainless, enamel, powder coated, anodized, plated) | MATL_SEALVALV - Valve Seal Material (neoprene, nitrile, buna-n) | MATL_DISKVALV - Valve Disk Material (316 stainless steel, carbon steel) | MATL_SEATVALV - Valve Seat Material (316 stainless steel, nylon) | MATL_SPRING - Spring Material (stainless steel) | CERTIF - Certification (CSA, UL, FM, Class, Div, Grp, Haz/Non-Haz) | LENGTH_ETOE - End To End (Flange) Length (mm, in) | HEIGHT - Height (mm, in) | WIDTH - Width (mm, in) | DIAM - Diameter (mm, in) | WEIGHT - Weight (kg, lb)
Note on C13: ASSET_NO: Synergen Asset ID given at time of hierarchy structure if migrated. Synergen generated if Asset data entered manually.
Note on D13: TAGGED- Name Plate: Contractors are to answer "YES" or "NO" to the question: Does the Asset have a name plate? Note: Name plates are helpful to retrieve Asset Specification Information.
Note on E13: TAG ID: Fill each cell with the unique Euipment Identifier number of the asset. E.g LDB-Y793 or S-C580 or SF-G581.MTR or XFMR-Y701 Smart numbered Tag_ID using City of Winnipeg standard format.
Note on F13: PLANT: This is a constant: Fill each cell with 01 for all assets
Note on G13: ASSET_RECORD_TYPE: For the asset type identified in column B, use validation drop down list to select appropriate Asset Type Record. E = Equipment B = Building A = Virtual (used in Asset Hierarchy Structure)
Note on H13: ASSET_DESC: Asset description should be documented in this format: Plant where Asset is located: NE-; Process building/area where Asset is located: LHW #1; Asset Tag ID: S-Y910; Common name of the asset: Refrigerated Sampler Each element must be separated by a comma and a space Example: NE, LHW #1, S-Y910, Refrigerated Sampler
Note on I13: ASSET_STATUS: Indicate if asset is active or inactive Format: Assets in service = ACTIVE Asset to be retired= INACTIVE
Note on J13: DEPARTMENT: This is a constant: Fill each cell with WWD for all assets
Note on K13: AREA: This is a constant: Fill each cell with Waste
Note on L13: CRITICALITY: Score Criticality 0-80 1 81-160 2 161-240 3 241-340 4 341-440 5 441-590 6 591-790 7 791-1040 8 1041-1300 9
Note on M13: BREAKER_NO: Breaker identification for the Asset Format: A 3 (single phase) B 1 2 3 (three phase) Where: A B C CDP etc. are the Panel ID and 1 2 3 are the breaker number within the panel Maximum data length = 12 characters
Note on N13: CONTROL_PANEL: Identify the control Panel ID Number (If applicable to the asset)
Note on O13: BUILDING: Use the building segment information provided in the guideline to identify building segment. If no appropriate building segment is listed, provide proposed new Building to City of Winnipeg for consideration.
Note on P13: LOCATION: Fill in the physical location of the asset e.g. Gallery XX, Tunnel XX, Basement, Upper Level, Lower Level, Mezzanine, West Wall etc. General location of the Asset. Maximum data length = 30 characters
Note on Q13: ROOM: Chlorine, Pump, Control, Motor etc. Fill in the name of the room where the Asset is located. Maximum data length = 20 characters

## WW-VALV_G
Classification Specification Template
| Asset Type: | VALVE, Group
| Asset Type Code: | WW-VALV_G
| Asset Data Record | [14 empty] | Specification Data Record
Attribute Description | ASSET_NO - Asset Number | TAGGED - Asset Tag/Name Plate | TAG ID - Tag ID | PLANT - Synergen Plant | ASSET_RECORD_TYPE - Asset Record Type | ASSET_DESC - Asset Description | ASSET_STATUS - Asset Status | DEPARTMENT - Administrative Department | AREA - Administrative Area | CRITICALITY - Asset Criticality Rating | BREAKER_NO - Breaker Number | CONTROL_PANEL - Control Panel ID Number | BUILDING - Building Number | LOCATION - Physical location of Asset | ROOM - Room (location) | MANUFACTURER - Manufacturer | MAKE - Make | MODEL_NO - Model | CAT_NO - Catalog/Spec/Type Number | SERIAL_NO - Serial Number | DATEMFR - Date of Manufacture | TYPE_VALV - Valve Type (shutoff, 2/3/4 way, diverter, control) | SIZE_VALV - Valve Size (mm, in, manufacturer code) | STYLE_END - End Style (flange, wafer, lugged, threaded, socket/butt weld) | TYPE_CTRL - Control Type (on/off, modulating) | SHOFF_TIGHT - Tight Shutoff (Y/N) | RANG_ROTN - Rotation Range (deg) | CLASS_FLNG - Flange Class (class #, PN #, lb) | SIZE_FLNG - Flange Size (mm, in, manufacturer code) | SIZE_THREAD - Thread Size (NPT, mm, in) | SIZE_SOCKET - Valve Socket or Butt Weld Diameter (mm, in) | SIZE_BOREFULL - Bore Size Full (mm, in) | SIZE_BORERED - Bore Size Reduced (mm, in) | PRESS_MAX - Rated Maximum Pressure (kPa, psi, bar) | PRESS_DIFFMAX - Rated Maximum Differential Pressure (kPad, psid, mm/in wc) | PRESS_INITSET - Initial / Bench Set Pressure (kPa, psi, bar) | TEMP_RANGOPER - Operating Temperature Range (⁰C) | TYPE_BRG - Bearing Type (ball, rolling element, manufacturer code) | TRVL_STOP - Travel Stop (Y/N) | TYPE_ACTU - Actuator Type (hand, electric, pneumatic, electro-hydraulic, manufacturer code) | FLUID_PROC - Process Fluid (fresh water, influent, grey, black, mixed liquor, sludge, effluent) | MATL_BODY - Body Construction Material (steel, stainless steel, copper, brass, cast iron) | FINISH_BODY - Body Finish (stainless, enamel, powder coated, anodized, plated) | MATL_TRIMVALV - Valve Trim Material (stainless steel, inconel, nickel) | MATL_STEM - Stem Material (stainless steel, carbon steel) | MATL_PACK - Packing Material (PTFE, graphite fibre) | MATL_BALLVALV - Valve Ball Material (316 stainless steel, carbon steel) | MATL_SEALVALV - Valve Seal Material (neoprene, nitrile, buna-n) | MATL_SEATVALV - Valve Seat Material (316 stainless steel, nylon) | AGENCY_STD - Agency or Standard (ANSI, API, ASME, AWWA) | LENGTH_ETOE - End To End (Flange) Length (mm, in) | HEIGHT - Height (mm, in) | WIDTH - Width (mm, in) | DIAM - Diameter (mm, in) | WEIGHT - Weight (kg, lb)
Note on C13: ASSET_NO: Synergen Asset ID given at time of hierarchy structure if migrated. Synergen generated if Asset data entered manually.
Note on D13: TAGGED- Name Plate: Contractors are to answer "YES" or "NO" to the question: Does the Asset have a name plate? Note: Name plates are helpful to retrieve Asset Specification Information.
Note on E13: TAG ID: Fill each cell with the unique Euipment Identifier number of the asset. E.g LDB-Y793 or S-C580 or SF-G581.MTR or XFMR-Y701 Smart numbered Tag_ID using City of Winnipeg standard format.
Note on F13: PLANT: This is a constant: Fill each cell with 01 for all assets
Note on G13: ASSET_RECORD_TYPE: For the asset type identified in column B, use validation drop down list to select appropriate Asset Type Record. E = Equipment B = Building A = Virtual (used in Asset Hierarchy Structure)
Note on H13: ASSET_DESC: Asset description should be documented in this format: Plant where Asset is located: NE-; Process building/area where Asset is located: LHW #1; Asset Tag ID: S-Y910; Common name of the asset: Refrigerated Sampler Each element must be separated by a comma and a space Example: NE, LHW #1, S-Y910, Refrigerated Sampler
Note on I13: ASSET_STATUS: Indicate if asset is active or inactive Format: Assets in service = ACTIVE Asset to be retired= INACTIVE
Note on J13: DEPARTMENT: This is a constant: Fill each cell with WWD for all assets
Note on K13: AREA: This is a constant: Fill each cell with Waste
Note on L13: CRITICALITY: Score Criticality 0-80 1 81-160 2 161-240 3 241-340 4 341-440 5 441-590 6 591-790 7 791-1040 8 1041-1300 9
Note on M13: BREAKER_NO: Breaker identification for the Asset Format: A 3 (single phase) B 1 2 3 (three phase) Where: A B C CDP etc. are the Panel ID and 1 2 3 are the breaker number within the panel Maximum data length = 12 characters
Note on N13: CONTROL_PANEL: Identify the control Panel ID Number (If applicable to the asset)
Note on O13: BUILDING: Use the building segment information provided in the guideline to identify building segment. If no appropriate building segment is listed, provide proposed new Building to City of Winnipeg for consideration.
Note on P13: LOCATION: Fill in the physical location of the asset e.g. Gallery XX, Tunnel XX, Basement, Upper Level, Lower Level, Mezzanine, West Wall etc. General location of the Asset. Maximum data length = 30 characters
Note on Q13: ROOM: Chlorine, Pump, Control, Motor etc. Fill in the name of the room where the Asset is located. Maximum data length = 20 characters

## WW-VALV_BP
Classification Specification Template
| Asset Type: | VALVE, Backflow Preventer
| Asset Type Code: | WW-VALV_BP
| Asset Data Record | [14 empty] | Specification Data Record
Attribute Description | ASSET_NO - Asset Number | TAGGED - Asset Tag/Name Plate | TAG ID - Tag ID | PLANT - Synergen Plant | ASSET_RECORD_TYPE - Asset Record Type | ASSET_DESC - Asset Description | ASSET_STATUS - Asset Status | DEPARTMENT - Administrative Department | AREA - Administrative Area | CRITICALITY - Asset Criticality Rating | BREAKER_NO - Breaker Number | CONTROL_PANEL - Control Panel ID Number | BUILDING - Building Number | LOCATION - Physical location of Asset | ROOM - Room (location) | MANUFACTURER - Manufacturer | MAKE - Make | MODEL_NO - Model | CAT_NO - Catalog/Spec/Type Number | SERIAL_NO - Serial Number | DATEMFR - Date of Manufacture | TYPE_BFPVALV - Back Flow Preventer Valve (double check assembly (DCA), reduced pressure zone (RPZ)) | SIZE_VALV - Valve Size (mm, in, manufacturer code) | STYLE_END - End Style (flange, wafer, lugged, threaded, socket/butt weld) | CLASS_FLNG - Flange Class (class #, PN #, lb) | SIZE_FLNG - Flange Size (mm, in, manufacturer code) | SIZE_THREAD - Thread Size (NPT, mm, in) | SIZE_SOCKET - Valve Socket or Butt Weld Diameter (mm, in) | PRESS_MAX - Rated Maximum Pressure (kPa, psi, bar) | PRESS_DIFFMAX - Rated Maximum Differential Pressure (kPad, psid, mm/in wc) | TEMP_RANGOPER - Operating Temperature Range (⁰C) | FLUID_PROC - Process Fluid (fresh water, influent, grey, black, mixed liquor, sludge, effluent) | NUMB_TESTCOCK - Number of Test Cocks (#) | MATL_BODY - Body Construction Material (steel, stainless steel, copper, brass, cast iron) | FINISH_BODY - Body Finish (stainless, enamel, powder coated, anodized, plated) | MATL_DISKVALV - Valve Disk Material (316 stainless steel, carbon steel) | MATL_SPRING - Spring Material (stainless steel) | MATL_SEATVALV - Valve Seat Material (316 stainless steel, nylon) | ORIENT_MOUNT - Mounting Orientation (horizontal, vertical, either) | AGENCY_STD - Agency or Standard (ANSI, API, ASME, AWWA) | LENGTH_ETOE - End To End (Flange) Length (mm, in) | HEIGHT - Height (mm, in) | WIDTH - Width (mm, in) | DIAM - Diameter (mm, in) | WEIGHT - Weight (kg, lb)
Note on C13: ASSET_NO: Synergen Asset ID given at time of hierarchy structure if migrated. Synergen generated if Asset data entered manually.
Note on D13: TAGGED- Name Plate: Contractors are to answer "YES" or "NO" to the question: Does the Asset have a name plate? Note: Name plates are helpful to retrieve Asset Specification Information.
Note on E13: TAG ID: Fill each cell with the unique Euipment Identifier number of the asset. E.g LDB-Y793 or S-C580 or SF-G581.MTR or XFMR-Y701 Smart numbered Tag_ID using City of Winnipeg standard format.
Note on F13: PLANT: This is a constant: Fill each cell with 01 for all assets
Note on G13: ASSET_RECORD_TYPE: For the asset type identified in column B, use validation drop down list to select appropriate Asset Type Record. E = Equipment B = Building A = Virtual (used in Asset Hierarchy Structure)
Note on H13: ASSET_DESC: Asset description should be documented in this format: Plant where Asset is located: NE-; Process building/area where Asset is located: LHW #1; Asset Tag ID: S-Y910; Common name of the asset: Refrigerated Sampler Each element must be separated by a comma and a space Example: NE, LHW #1, S-Y910, Refrigerated Sampler
Note on I13: ASSET_STATUS: Indicate if asset is active or inactive Format: Assets in service = ACTIVE Asset to be retired= INACTIVE
Note on J13: DEPARTMENT: This is a constant: Fill each cell with WWD for all assets
Note on K13: AREA: This is a constant: Fill each cell with Waste
Note on L13: CRITICALITY: Score Criticality 0-80 1 81-160 2 161-240 3 241-340 4 341-440 5 441-590 6 591-790 7 791-1040 8 1041-1300 9
Note on M13: BREAKER_NO: Breaker identification for the Asset Format: A 3 (single phase) B 1 2 3 (three phase) Where: A B C CDP etc. are the Panel ID and 1 2 3 are the breaker number within the panel Maximum data length = 12 characters
Note on N13: CONTROL_PANEL: Identify the control Panel ID Number (If applicable to the asset)
Note on O13: BUILDING: Use the building segment information provided in the guideline to identify building segment. If no appropriate building segment is listed, provide proposed new Building to City of Winnipeg for consideration.
Note on P13: LOCATION: Fill in the physical location of the asset e.g. Gallery XX, Tunnel XX, Basement, Upper Level, Lower Level, Mezzanine, West Wall etc. General location of the Asset. Maximum data length = 30 characters
Note on Q13: ROOM: Chlorine, Pump, Control, Motor etc. Fill in the name of the room where the Asset is located. Maximum data length = 20 characters

## WW-VALV_BA
Classification Specification Template
| Asset Type: | VALVE, Ball
| Asset Type Code: | WW-VALV_BA
| Asset Data Record | [14 empty] | Specification Data Record
Attribute Description | ASSET_NO - Asset Number | TAGGED - Asset Tag/Name Plate | TAG ID - Tag ID | PLANT - Synergen Plant | ASSET_RECORD_TYPE - Asset Record Type | ASSET_DESC - Asset Description | ASSET_STATUS - Asset Status | DEPARTMENT - Administrative Department | AREA - Administrative Area | CRITICALITY - Asset Criticality Rating | BREAKER_NO - Breaker Number | CONTROL_PANEL - Control Panel ID Number | BUILDING - Building Number | LOCATION - Physical location of Asset | ROOM - Room (location) | MANUFACTURER - Manufacturer | MAKE - Make | MODEL_NO - Model | CAT_NO - Catalog/Spec/Type Number | SERIAL_NO - Serial Number | DATEMFR - Date of Manufacture | TYPE_VALV - Valve Type (shutoff, 2/3/4 way, diverter, control) | SIZE_VALV - Valve Size (mm, in, manufacturer code) | STYLE_END - End Style (flange, wafer, lugged, threaded, socket/butt weld) | TYPE_CTRL - Control Type (on/off, modulating) | SHOFF_TIGHT - Tight Shutoff (Y/N) | RANG_ROTN - Rotation Range (deg) | CLASS_FLNG - Flange Class (class #, PN #, lb) | SIZE_FLNG - Flange Size (mm, in, manufacturer code) | SIZE_THREAD - Thread Size (NPT, mm, in) | SIZE_SOCKET - Valve Socket or Butt Weld Diameter (mm, in) | SIZE_BOREFULL - Bore Size Full (mm, in) | SIZE_BORERED - Bore Size Reduced (mm, in) | PRESS_MAX - Rated Maximum Pressure (kPa, psi, bar) | PRESS_DIFFMAX - Rated Maximum Differential Pressure (kPad, psid, mm/in wc) | PRESS_INITSET - Initial / Bench Set Pressure (kPa, psi, bar) | TEMP_RANGOPER - Operating Temperature Range (⁰C) | TYPE_BRG - Bearing Type (ball, rolling element, manufacturer code) | TRVL_STOP - Travel Stop (Y/N) | TYPE_ACTU - Actuator Type (hand, electric, pneumatic, electro-hydraulic, manufacturer code) | FLUID_PROC - Process Fluid (fresh water, influent, grey, black, mixed liquor, sludge, effluent) | MATL_BODY - Body Construction Material (steel, stainless steel, copper, brass, cast iron) | FINISH_BODY - Body Finish (stainless, enamel, powder coated, anodized, plated) | MATL_TRIMVALV - Valve Trim Material (stainless steel, inconel, nickel) | MATL_STEM - Stem Material (stainless steel, carbon steel) | MATL_PACK - Packing Material (PTFE, graphite fibre) | MATL_BALLVALV - Valve Ball Material (316 stainless steel, carbon steel) | MATL_SEALVALV - Valve Seal Material (neoprene, nitrile, buna-n) | MATL_SEATVALV - Valve Seat Material (316 stainless steel, nylon) | AGENCY_STD - Agency or Standard (ANSI, API, ASME, AWWA) | LENGTH_ETOE - End To End (Flange) Length (mm, in) | HEIGHT - Height (mm, in) | WIDTH - Width (mm, in) | DIAM - Diameter (mm, in) | WEIGHT - Weight (kg, lb)
Note on C13: ASSET_NO: Synergen Asset ID given at time of hierarchy structure if migrated. Synergen generated if Asset data entered manually.
Note on D13: TAGGED- Name Plate: Contractors are to answer "YES" or "NO" to the question: Does the Asset have a name plate? Note: Name plates are helpful to retrieve Asset Specification Information.
Note on E13: TAG ID: Fill each cell with the unique Euipment Identifier number of the asset. E.g LDB-Y793 or S-C580 or SF-G581.MTR or XFMR-Y701 Smart numbered Tag_ID using City of Winnipeg standard format.
Note on F13: PLANT: This is a constant: Fill each cell with 01 for all assets
Note on G13: ASSET_RECORD_TYPE: For the asset type identified in column B, use validation drop down list to select appropriate Asset Type Record. E = Equipment B = Building A = Virtual (used in Asset Hierarchy Structure)
Note on H13: ASSET_DESC: Asset description should be documented in this format: Plant where Asset is located: NE-; Process building/area where Asset is located: LHW #1; Asset Tag ID: S-Y910; Common name of the asset: Refrigerated Sampler Each element must be separated by a comma and a space Example: NE, LHW #1, S-Y910, Refrigerated Sampler
Note on I13: ASSET_STATUS: Indicate if asset is active or inactive Format: Assets in service = ACTIVE Asset to be retired= INACTIVE
Note on J13: DEPARTMENT: This is a constant: Fill each cell with WWD for all assets
Note on K13: AREA: This is a constant: Fill each cell with Waste
Note on L13: CRITICALITY: Score Criticality 0-80 1 81-160 2 161-240 3 241-340 4 341-440 5 441-590 6 591-790 7 791-1040 8 1041-1300 9
Note on M13: BREAKER_NO: Breaker identification for the Asset Format: A 3 (single phase) B 1 2 3 (three phase) Where: A B C CDP etc. are the Panel ID and 1 2 3 are the breaker number within the panel Maximum data length = 12 characters
Note on N13: CONTROL_PANEL: Identify the control Panel ID Number (If applicable to the asset)
Note on O13: BUILDING: Use the building segment information provided in the guideline to identify building segment. If no appropriate building segment is listed, provide proposed new Building to City of Winnipeg for consideration.
Note on P13: LOCATION: Fill in the physical location of the asset e.g. Gallery XX, Tunnel XX, Basement, Upper Level, Lower Level, Mezzanine, West Wall etc. General location of the Asset. Maximum data length = 30 characters
Note on Q13: ROOM: Chlorine, Pump, Control, Motor etc. Fill in the name of the room where the Asset is located. Maximum data length = 20 characters

## WW-VALV_BU
Classification Specification Template
| Asset Type: | VALVE, Butterfly
| Asset Type Code: | WW-VALV_BU
| Asset Data Record | [14 empty] | Specification Data Record
Attribute Description | ASSET_NO - Asset Number | TAGGED - Asset Tag/Name Plate | TAG ID - Tag ID | PLANT - Synergen Plant | ASSET_RECORD_TYPE - Asset Record Type | ASSET_DESC - Asset Description | ASSET_STATUS - Asset Status | DEPARTMENT - Administrative Department | AREA - Administrative Area | CRITICALITY - Asset Criticality Rating | BREAKER_NO - Breaker Number | CONTROL_PANEL - Control Panel ID Number | BUILDING - Building Number | LOCATION - Physical location of Asset | ROOM - Room (location) | MANUFACTURER - Manufacturer | MAKE - Make | MODEL_NO - Model | CAT_NO - Catalog/Spec/Type Number | SERIAL_NO - Serial Number | DATEMFR - Date of Manufacture | TYPE_BFLYVALV - Butterfly Valve Type (wafer, lug, rotary) | SIZE_VALV - Valve Size (mm, in, manufacturer code) | STYLE_END - End Style (flange, wafer, lugged, threaded, socket/butt weld) | OFFS_BFLYVALV - Butterfly Valve Offset (single, double, triple) | TYPE_CTRL - Control Type (on/off, modulating) | SHOFF_TIGHT - Tight Shutoff (Y/N) | RANG_ROTN - Rotation Range (deg) | CLASS_FLNG - Flange Class (class #, PN #, lb) | SIZE_FLNG - Flange Size (mm, in, manufacturer code) | SIZE_DISC - Butterfly Disk Size (mm, in) | PRESS_MAX - Rated Maximum Pressure (kPa, psi, bar) | PRESS_DIFFMAX - Rated Maximum Differential Pressure (kPad, psid, mm/in wc) | TEMP_RANGOPER - Operating Temperature Range (⁰C) | TYPE_BRG - Bearing Type (ball, rolling element, manufacturer code) | TRVL_STOP - Travel Stop (Y/N) | TYPE_ACTU - Actuator Type (hand, electric, pneumatic, electro-hydraulic, manufacturer code) | FLUID_PROC - Process Fluid (fresh water, influent, grey, black, mixed liquor, sludge, effluent) | MATL_BODY - Body Construction Material (steel, stainless steel, copper, brass, cast iron) | FINISH_BODY - Body Finish (stainless, enamel, powder coated, anodized, plated) | MATL_STEM - Stem Material (stainless steel, carbon steel) | MATL_PACK - Packing Material (PTFE, graphite fibre) | MATL_DISKVALV - Valve Disk Material (316 stainless steel, carbon steel) | MATL_SEALVALV - Valve Seal Material (neoprene, nitrile, buna-n) | MATL_SEATVALV - Valve Seat Material (316 stainless steel, nylon) | AGENCY_STD - Agency or Standard (ANSI, API, ASME, AWWA) | LENGTH_ETOE - End To End (Flange) Length (mm, in) | HEIGHT - Height (mm, in) | WIDTH - Width (mm, in) | DIAM - Diameter (mm, in) | WEIGHT - Weight (kg, lb)
Note on C13: ASSET_NO: Synergen Asset ID given at time of hierarchy structure if migrated. Synergen generated if Asset data entered manually.
Note on D13: TAGGED- Name Plate: Contractors are to answer "YES" or "NO" to the question: Does the Asset have a name plate? Note: Name plates are helpful to retrieve Asset Specification Information.
Note on E13: TAG ID: Fill each cell with the unique Euipment Identifier number of the asset. E.g LDB-Y793 or S-C580 or SF-G581.MTR or XFMR-Y701 Smart numbered Tag_ID using City of Winnipeg standard format.
Note on F13: PLANT: This is a constant: Fill each cell with 01 for all assets
Note on G13: ASSET_RECORD_TYPE: For the asset type identified in column B, use validation drop down list to select appropriate Asset Type Record. E = Equipment B = Building A = Virtual (used in Asset Hierarchy Structure)
Note on H13: ASSET_DESC: Asset description should be documented in this format: Plant where Asset is located: NE-; Process building/area where Asset is located: LHW #1; Asset Tag ID: S-Y910; Common name of the asset: Refrigerated Sampler Each element must be separated by a comma and a space Example: NE, LHW #1, S-Y910, Refrigerated Sampler
Note on I13: ASSET_STATUS: Indicate if asset is active or inactive Format: Assets in service = ACTIVE Asset to be retired= INACTIVE
Note on J13: DEPARTMENT: This is a constant: Fill each cell with WWD for all assets
Note on K13: AREA: This is a constant: Fill each cell with Waste
Note on L13: CRITICALITY: Score Criticality 0-80 1 81-160 2 161-240 3 241-340 4 341-440 5 441-590 6 591-790 7 791-1040 8 1041-1300 9
Note on M13: BREAKER_NO: Breaker identification for the Asset Format: A 3 (single phase) B 1 2 3 (three phase) Where: A B C CDP etc. are the Panel ID and 1 2 3 are the breaker number within the panel Maximum data length = 12 characters
Note on N13: CONTROL_PANEL: Identify the control Panel ID Number (If applicable to the asset)
Note on O13: BUILDING: Use the building segment information provided in the guideline to identify building segment. If no appropriate building segment is listed, provide proposed new Building to City of Winnipeg for consideration.
Note on P13: LOCATION: Fill in the physical location of the asset e.g. Gallery XX, Tunnel XX, Basement, Upper Level, Lower Level, Mezzanine, West Wall etc. General location of the Asset. Maximum data length = 30 characters
Note on Q13: ROOM: Chlorine, Pump, Control, Motor etc. Fill in the name of the room where the Asset is located. Maximum data length = 20 characters

## WW-VALV_CH
Classification Specification Template
| Asset Type: | VALVE, Check
| Asset Type Code: | WW-VALV_CH
| Asset Data Record | [14 empty] | Specification Data Record
Attribute Description | ASSET_NO - Asset Number | TAGGED - Asset Tag/Name Plate | TAG ID - Tag ID | PLANT - Synergen Plant | ASSET_RECORD_TYPE - Asset Record Type | ASSET_DESC - Asset Description | ASSET_STATUS - Asset Status | DEPARTMENT - Administrative Department | AREA - Administrative Area | CRITICALITY - Asset Criticality Rating | BREAKER_NO - Breaker Number | CONTROL_PANEL - Control Panel ID Number | BUILDING - Building Number | LOCATION - Physical location of Asset | ROOM - Room (location) | MANUFACTURER - Manufacturer | MAKE - Make | MODEL_NO - Model | CAT_NO - Catalog/Spec/Type Number | SERIAL_NO - Serial Number | DATEMFR - Date of Manufacture | TYPE_CHKVALV - Check Valve Type (swing, wafer, ball, center guided globe) | SIZE_VALV - Valve Size (mm, in, manufacturer code) | STYLE_END - End Style (flange, wafer, lugged, threaded, socket/butt weld) | CLASS_FLNG - Flange Class (class #, PN #, lb) | SIZE_FLNG - Flange Size (mm, in, manufacturer code) | SIZE_THREAD - Thread Size (NPT, mm, in) | SIZE_SOCKET - Valve Socket or Butt Weld Diameter (mm, in) | PRESS_MAX - Rated Maximum Pressure (kPa, psi, bar) | PRESS_DIFFMAX - Rated Maximum Differential Pressure (kPad, psid, mm/in wc) | TEMP_RANGOPER - Operating Temperature Range (⁰C) | FLUID_PROC - Process Fluid (fresh water, influent, grey, black, mixed liquor, sludge, effluent) | MATL_BODY - Body Construction Material (steel, stainless steel, copper, brass, cast iron) | FINISH_BODY - Body Finish (stainless, enamel, powder coated, anodized, plated) | MATL_BALLVALV - Valve Ball Material (316 stainless steel, carbon steel) | MATL_DISKVALV - Valve Disk Material (316 stainless steel, carbon steel) | MATL_SPRING - Spring Material (stainless steel) | MATL_SEATVALV - Valve Seat Material (316 stainless steel, nylon) | ORIENT_MOUNT - Mounting Orientation (horizontal, vertical, either) | AGENCY_STD - Agency or Standard (ANSI, API, ASME, AWWA) | LENGTH_ETOE - End To End (Flange) Length (mm, in) | HEIGHT - Height (mm, in) | WIDTH - Width (mm, in) | DIAM - Diameter (mm, in) | WEIGHT - Weight (kg, lb)
Note on C13: ASSET_NO: Synergen Asset ID given at time of hierarchy structure if migrated. Synergen generated if Asset data entered manually.
Note on D13: TAGGED- Name Plate: Contractors are to answer "YES" or "NO" to the question: Does the Asset have a name plate? Note: Name plates are helpful to retrieve Asset Specification Information.
Note on E13: TAG ID: Fill each cell with the unique Euipment Identifier number of the asset. E.g LDB-Y793 or S-C580 or SF-G581.MTR or XFMR-Y701 Smart numbered Tag_ID using City of Winnipeg standard format.
Note on F13: PLANT: This is a constant: Fill each cell with 01 for all assets
Note on G13: ASSET_RECORD_TYPE: For the asset type identified in column B, use validation drop down list to select appropriate Asset Type Record. E = Equipment B = Building A = Virtual (used in Asset Hierarchy Structure)
Note on H13: ASSET_DESC: Asset description should be documented in this format: Plant where Asset is located: NE-; Process building/area where Asset is located: LHW #1; Asset Tag ID: S-Y910; Common name of the asset: Refrigerated Sampler Each element must be separated by a comma and a space Example: NE, LHW #1, S-Y910, Refrigerated Sampler
Note on I13: ASSET_STATUS: Indicate if asset is active or inactive Format: Assets in service = ACTIVE Asset to be retired= INACTIVE
Note on J13: DEPARTMENT: This is a constant: Fill each cell with WWD for all assets
Note on K13: AREA: This is a constant: Fill each cell with Waste
Note on L13: CRITICALITY: Score Criticality 0-80 1 81-160 2 161-240 3 241-340 4 341-440 5 441-590 6 591-790 7 791-1040 8 1041-1300 9
Note on M13: BREAKER_NO: Breaker identification for the Asset Format: A 3 (single phase) B 1 2 3 (three phase) Where: A B C CDP etc. are the Panel ID and 1 2 3 are the breaker number within the panel Maximum data length = 12 characters
Note on N13: CONTROL_PANEL: Identify the control Panel ID Number (If applicable to the asset)
Note on O13: BUILDING: Use the building segment information provided in the guideline to identify building segment. If no appropriate building segment is listed, provide proposed new Building to City of Winnipeg for consideration.
Note on P13: LOCATION: Fill in the physical location of the asset e.g. Gallery XX, Tunnel XX, Basement, Upper Level, Lower Level, Mezzanine, West Wall etc. General location of the Asset. Maximum data length = 30 characters
Note on Q13: ROOM: Chlorine, Pump, Control, Motor etc. Fill in the name of the room where the Asset is located. Maximum data length = 20 characters

## WW-VALV_DI
Classification Specification Template
| Asset Type: | VALVE, Diaphragm
| Asset Type Code: | WW-VALV_DI
| Asset Data Record | [14 empty] | Specification Data Record
Attribute Description | ASSET_NO - Asset Number | TAGGED - Asset Tag/Name Plate | TAG ID - Tag ID | PLANT - Synergen Plant | ASSET_RECORD_TYPE - Asset Record Type | ASSET_DESC - Asset Description | ASSET_STATUS - Asset Status | DEPARTMENT - Administrative Department | AREA - Administrative Area | CRITICALITY - Asset Criticality Rating | BREAKER_NO - Breaker Number | CONTROL_PANEL - Control Panel ID Number | BUILDING - Building Number | LOCATION - Physical location of Asset | ROOM - Room (location) | MANUFACTURER - Manufacturer | MAKE - Make | MODEL_NO - Model | CAT_NO - Catalog/Spec/Type Number | SERIAL_NO - Serial Number | DATEMFR - Date of Manufacture | TYPE_VALV - Valve Type (shutoff, 2/3/4 way, diverter, control) | SIZE_VALV - Valve Size (mm, in, manufacturer code) | STYLE_END - End Style (flange, wafer, lugged, threaded, socket/butt weld) | SEAT_SADDLE - Seat or Saddle/Weir (seat, saddle, weir) | SHOFF_TIGHT - Tight Shutoff (Y/N) | CLASS_FLNG - Flange Class (class #, PN #, lb) | SIZE_FLNG - Flange Size (mm, in, manufacturer code) | SIZE_THREAD - Thread Size (NPT, mm, in) | SIZE_SOCKET - Valve Socket or Butt Weld Diameter (mm, in) | PRESS_MAX - Rated Maximum Pressure (kPa, psi, bar) | PRESS_DIFFMAX - Rated Maximum Differential Pressure (kPad, psid, mm/in wc) | TEMP_RANGOPER - Operating Temperature Range (⁰C) | TYPE_ACTU - Actuator Type (hand, electric, pneumatic, electro-hydraulic, manufacturer code) | FLUID_PROC - Process Fluid (fresh water, influent, grey, black, mixed liquor, sludge, effluent) | MATL_BODY - Body Construction Material (steel, stainless steel, copper, brass, cast iron) | FINISH_BODY - Body Finish (stainless, enamel, powder coated, anodized, plated) | MATL_TRIMVALV - Valve Trim Material (stainless steel, inconel, nickel) | MATL_STEM - Stem Material (stainless steel, carbon steel) | MATL_PACK - Packing Material (PTFE, graphite fibre) | MATL_DIAPH - Diaphragm Material (natural/silicon rubber, nitrile buna-n) | MATL_SEALVALV - Valve Seal Material (neoprene, nitrile, buna-n) | MATL_SEATVALV - Valve Seat Material (316 stainless steel, nylon) | AGENCY_STD - Agency or Standard (ANSI, API, ASME, AWWA) | LENGTH_ETOE - End To End (Flange) Length (mm, in) | HEIGHT - Height (mm, in) | WIDTH - Width (mm, in) | DIAM - Diameter (mm, in) | WEIGHT - Weight (kg, lb)
Note on C13: ASSET_NO: Synergen Asset ID given at time of hierarchy structure if migrated. Synergen generated if Asset data entered manually.
Note on D13: TAGGED- Name Plate: Contractors are to answer "YES" or "NO" to the question: Does the Asset have a name plate? Note: Name plates are helpful to retrieve Asset Specification Information.
Note on E13: TAG ID: Fill each cell with the unique Euipment Identifier number of the asset. E.g LDB-Y793 or S-C580 or SF-G581.MTR or XFMR-Y701 Smart numbered Tag_ID using City of Winnipeg standard format.
Note on F13: PLANT: This is a constant: Fill each cell with 01 for all assets
Note on G13: ASSET_RECORD_TYPE: For the asset type identified in column B, use validation drop down list to select appropriate Asset Type Record. E = Equipment B = Building A = Virtual (used in Asset Hierarchy Structure)
Note on H13: ASSET_DESC: Asset description should be documented in this format: Plant where Asset is located: NE-; Process building/area where Asset is located: LHW #1; Asset Tag ID: S-Y910; Common name of the asset: Refrigerated Sampler Each element must be separated by a comma and a space Example: NE, LHW #1, S-Y910, Refrigerated Sampler
Note on I13: ASSET_STATUS: Indicate if asset is active or inactive Format: Assets in service = ACTIVE Asset to be retired= INACTIVE
Note on J13: DEPARTMENT: This is a constant: Fill each cell with WWD for all assets
Note on K13: AREA: This is a constant: Fill each cell with Waste
Note on L13: CRITICALITY: Score Criticality 0-80 1 81-160 2 161-240 3 241-340 4 341-440 5 441-590 6 591-790 7 791-1040 8 1041-1300 9
Note on M13: BREAKER_NO: Breaker identification for the Asset Format: A 3 (single phase) B 1 2 3 (three phase) Where: A B C CDP etc. are the Panel ID and 1 2 3 are the breaker number within the panel Maximum data length = 12 characters
Note on N13: CONTROL_PANEL: Identify the control Panel ID Number (If applicable to the asset)
Note on O13: BUILDING: Use the building segment information provided in the guideline to identify building segment. If no appropriate building segment is listed, provide proposed new Building to City of Winnipeg for consideration.
Note on P13: LOCATION: Fill in the physical location of the asset e.g. Gallery XX, Tunnel XX, Basement, Upper Level, Lower Level, Mezzanine, West Wall etc. General location of the Asset. Maximum data length = 30 characters
Note on Q13: ROOM: Chlorine, Pump, Control, Motor etc. Fill in the name of the room where the Asset is located. Maximum data length = 20 characters

## WW-VALV_GA
Classification Specification Template
| Asset Type: | VALVE, Gate
| Asset Type Code: | WW-VALV_GA
| Asset Data Record | [14 empty] | Specification Data Record
Attribute Description | ASSET_NO - Asset Number | TAGGED - Asset Tag/Name Plate | TAG ID - Tag ID | PLANT - Synergen Plant | ASSET_RECORD_TYPE - Asset Record Type | ASSET_DESC - Asset Description | ASSET_STATUS - Asset Status | DEPARTMENT - Administrative Department | AREA - Administrative Area | CRITICALITY - Asset Criticality Rating | BREAKER_NO - Breaker Number | CONTROL_PANEL - Control Panel ID Number | BUILDING - Building Number | LOCATION - Physical location of Asset | ROOM - Room (location) | MANUFACTURER - Manufacturer | MAKE - Make | MODEL_NO - Model | CAT_NO - Catalog/Spec/Type Number | SERIAL_NO - Serial Number | DATEMFR - Date of Manufacture | SIZE_VALV - Valve Size (mm, in, manufacturer code) | STYLE_END - End Style (flange, wafer, lugged, threaded, socket/butt weld) | SHOFF_TIGHT - Tight Shutoff (Y/N) | CLASS_FLNG - Flange Class (class #, PN #, lb) | SIZE_FLNG - Flange Size (mm, in, manufacturer code) | PRESS_MAX - Rated Maximum Pressure (kPa, psi, bar) | PRESS_DIFFMAX - Rated Maximum Differential Pressure (kPad, psid, mm/in wc) | TEMP_RANGOPER - Operating Temperature Range (⁰C) | TYPE_ACTU - Actuator Type (hand, electric, pneumatic, electro-hydraulic, manufacturer code) | FLUID_PROC - Process Fluid (fresh water, influent, grey, black, mixed liquor, sludge, effluent) | MATL_BODY - Body Construction Material (steel, stainless steel, copper, brass, cast iron) | FINISH_BODY - Body Finish (stainless, enamel, powder coated, anodized, plated) | MATL_STEM - Stem Material (stainless steel, carbon steel) | STYLE_STEM - Stem Style (rising, non-rising) | MATL_PACK - Packing Material (PTFE, graphite fibre) | MATL_GATE - Gate Material (steel, stainless steel, aluminum) | NUMB_GATE - Number of Gates (single, dual) | PROF_GATE - Gate Profile (wedge) | MATL_SEALVALV - Valve Seal Material (neoprene, nitrile, buna-n) | MATL_SEATVALV - Valve Seat Material (316 stainless steel, nylon) | AGENCY_STD - Agency or Standard (ANSI, API, ASME, AWWA) | LENGTH_ETOE - End To End (Flange) Length (mm, in) | HEIGHT - Height (mm, in) | WIDTH - Width (mm, in) | DIAM - Diameter (mm, in) | WEIGHT - Weight (kg, lb)
Note on C13: ASSET_NO: Synergen Asset ID given at time of hierarchy structure if migrated. Synergen generated if Asset data entered manually.
Note on D13: TAGGED- Name Plate: Contractors are to answer "YES" or "NO" to the question: Does the Asset have a name plate? Note: Name plates are helpful to retrieve Asset Specification Information.
Note on E13: TAG ID: Fill each cell with the unique Euipment Identifier number of the asset. E.g LDB-Y793 or S-C580 or SF-G581.MTR or XFMR-Y701 Smart numbered Tag_ID using City of Winnipeg standard format.
Note on F13: PLANT: This is a constant: Fill each cell with 01 for all assets
Note on G13: ASSET_RECORD_TYPE: For the asset type identified in column B, use validation drop down list to select appropriate Asset Type Record. E = Equipment B = Building A = Virtual (used in Asset Hierarchy Structure)
Note on H13: ASSET_DESC: Asset description should be documented in this format: Plant where Asset is located: NE-; Process building/area where Asset is located: LHW #1; Asset Tag ID: S-Y910; Common name of the asset: Refrigerated Sampler Each element must be separated by a comma and a space Example: NE, LHW #1, S-Y910, Refrigerated Sampler
Note on I13: ASSET_STATUS: Indicate if asset is active or inactive Format: Assets in service = ACTIVE Asset to be retired= INACTIVE
Note on J13: DEPARTMENT: This is a constant: Fill each cell with WWD for all assets
Note on K13: AREA: This is a constant: Fill each cell with Waste
Note on L13: CRITICALITY: Score Criticality 0-80 1 81-160 2 161-240 3 241-340 4 341-440 5 441-590 6 591-790 7 791-1040 8 1041-1300 9
Note on M13: BREAKER_NO: Breaker identification for the Asset Format: A 3 (single phase) B 1 2 3 (three phase) Where: A B C CDP etc. are the Panel ID and 1 2 3 are the breaker number within the panel Maximum data length = 12 characters
Note on N13: CONTROL_PANEL: Identify the control Panel ID Number (If applicable to the asset)
Note on O13: BUILDING: Use the building segment information provided in the guideline to identify building segment. If no appropriate building segment is listed, provide proposed new Building to City of Winnipeg for consideration.
Note on P13: LOCATION: Fill in the physical location of the asset e.g. Gallery XX, Tunnel XX, Basement, Upper Level, Lower Level, Mezzanine, West Wall etc. General location of the Asset. Maximum data length = 30 characters
Note on Q13: ROOM: Chlorine, Pump, Control, Motor etc. Fill in the name of the room where the Asset is located. Maximum data length = 20 characters

## WW-VALV_GL
Classification Specification Template
| Asset Type: | VALVE, Globe
| Asset Type Code: | WW-VALV_GL
| Asset Data Record | [14 empty] | Specification Data Record
Attribute Description | ASSET_NO - Asset Number | TAGGED - Asset Tag/Name Plate | TAG ID - Tag ID | PLANT - Synergen Plant | ASSET_RECORD_TYPE - Asset Record Type | ASSET_DESC - Asset Description | ASSET_STATUS - Asset Status | DEPARTMENT - Administrative Department | AREA - Administrative Area | CRITICALITY - Asset Criticality Rating | BREAKER_NO - Breaker Number | CONTROL_PANEL - Control Panel ID Number | BUILDING - Building Number | LOCATION - Physical location of Asset | ROOM - Room (location) | MANUFACTURER - Manufacturer | MAKE - Make | MODEL_NO - Model | CAT_NO - Catalog/Spec/Type Number | SERIAL_NO - Serial Number | DATEMFR - Date of Manufacture | TYPE_VALV - Valve Type (shutoff, 2/3/4 way, diverter, control) | SIZE_VALV - Valve Size (mm, in, manufacturer code) | STYLE_END - End Style (flange, wafer, lugged, threaded, socket/butt weld) | PATH_FLOW - Flow Path (in-line, right angle, Y) | TYPE_CTRL - Control Type (on/off, modulating) | SHOFF_TIGHT - Tight Shutoff (Y/N) | CLASS_FLNG - Flange Class (class #, PN #, lb) | SIZE_FLNG - Flange Size (mm, in, manufacturer code) | SIZE_THREAD - Thread Size (NPT, mm, in) | SIZE_SOCKET - Valve Socket or Butt Weld Diameter (mm, in) | PRESS_MAX - Rated Maximum Pressure (kPa, psi, bar) | PRESS_DIFFMAX - Rated Maximum Differential Pressure (kPad, psid, mm/in wc) | TEMP_RANGOPER - Operating Temperature Range (⁰C) | TRVL_STOP - Travel Stop (Y/N) | TYPE_ACTU - Actuator Type (hand, electric, pneumatic, electro-hydraulic, manufacturer code) | FLUID_PROC - Process Fluid (fresh water, influent, grey, black, mixed liquor, sludge, effluent) | MATL_BODY - Body Construction Material (steel, stainless steel, copper, brass, cast iron) | FINISH_BODY - Body Finish (stainless, enamel, powder coated, anodized, plated) | MATL_TRIMVALV - Valve Trim Material (stainless steel, inconel, nickel) | MATL_STEM - Stem Material (stainless steel, carbon steel) | MATL_PACK - Packing Material (PTFE, graphite fibre) | MATL_DISKVALV - Valve Disk Material (316 stainless steel, carbon steel) | MATL_SEALVALV - Valve Seal Material (neoprene, nitrile, buna-n) | MATL_SEATVALV - Valve Seat Material (316 stainless steel, nylon) | AGENCY_STD - Agency or Standard (ANSI, API, ASME, AWWA) | LENGTH_ETOE - End To End (Flange) Length (mm, in) | HEIGHT - Height (mm, in) | WIDTH - Width (mm, in) | DIAM - Diameter (mm, in) | WEIGHT - Weight (kg, lb)
Note on C13: ASSET_NO: Synergen Asset ID given at time of hierarchy structure if migrated. Synergen generated if Asset data entered manually.
Note on D13: TAGGED- Name Plate: Contractors are to answer "YES" or "NO" to the question: Does the Asset have a name plate? Note: Name plates are helpful to retrieve Asset Specification Information.
Note on E13: TAG ID: Fill each cell with the unique Euipment Identifier number of the asset. E.g LDB-Y793 or S-C580 or SF-G581.MTR or XFMR-Y701 Smart numbered Tag_ID using City of Winnipeg standard format.
Note on F13: PLANT: This is a constant: Fill each cell with 01 for all assets
Note on G13: ASSET_RECORD_TYPE: For the asset type identified in column B, use validation drop down list to select appropriate Asset Type Record. E = Equipment B = Building A = Virtual (used in Asset Hierarchy Structure)
Note on H13: ASSET_DESC: Asset description should be documented in this format: Plant where Asset is located: NE-; Process building/area where Asset is located: LHW #1; Asset Tag ID: S-Y910; Common name of the asset: Refrigerated Sampler Each element must be separated by a comma and a space Example: NE, LHW #1, S-Y910, Refrigerated Sampler
Note on I13: ASSET_STATUS: Indicate if asset is active or inactive Format: Assets in service = ACTIVE Asset to be retired= INACTIVE
Note on J13: DEPARTMENT: This is a constant: Fill each cell with WWD for all assets
Note on K13: AREA: This is a constant: Fill each cell with Waste
Note on L13: CRITICALITY: Score Criticality 0-80 1 81-160 2 161-240 3 241-340 4 341-440 5 441-590 6 591-790 7 791-1040 8 1041-1300 9
Note on M13: BREAKER_NO: Breaker identification for the Asset Format: A 3 (single phase) B 1 2 3 (three phase) Where: A B C CDP etc. are the Panel ID and 1 2 3 are the breaker number within the panel Maximum data length = 12 characters
Note on N13: CONTROL_PANEL: Identify the control Panel ID Number (If applicable to the asset)
Note on O13: BUILDING: Use the building segment information provided in the guideline to identify building segment. If no appropriate building segment is listed, provide proposed new Building to City of Winnipeg for consideration.
Note on P13: LOCATION: Fill in the physical location of the asset e.g. Gallery XX, Tunnel XX, Basement, Upper Level, Lower Level, Mezzanine, West Wall etc. General location of the Asset. Maximum data length = 30 characters
Note on Q13: ROOM: Chlorine, Pump, Control, Motor etc. Fill in the name of the room where the Asset is located. Maximum data length = 20 characters

## WW-VALV_KN
Classification Specification Template
| Asset Type: | VALVE, Knife
| Asset Type Code: | WW-VALV_KN
| Asset Data Record | [14 empty] | Specification Data Record
Attribute Description | ASSET_NO - Asset Number | TAGGED - Asset Tag/Name Plate | TAG ID - Tag ID | PLANT - Synergen Plant | ASSET_RECORD_TYPE - Asset Record Type | ASSET_DESC - Asset Description | ASSET_STATUS - Asset Status | DEPARTMENT - Administrative Department | AREA - Administrative Area | CRITICALITY - Asset Criticality Rating | BREAKER_NO - Breaker Number | CONTROL_PANEL - Control Panel ID Number | BUILDING - Building Number | LOCATION - Physical location of Asset | ROOM - Room (location) | MANUFACTURER - Manufacturer | MAKE - Make | MODEL_NO - Model | CAT_NO - Catalog/Spec/Type Number | SERIAL_NO - Serial Number | DATEMFR - Date of Manufacture | SIZE_VALV - Valve Size (mm, in, manufacturer code) | STYLE_END - End Style (flange, wafer, lugged, threaded, socket/butt weld) | SHOFF_TIGHT - Tight Shutoff (Y/N) | CLASS_FLNG - Flange Class (class #, PN #, lb) | SIZE_FLNG - Flange Size (mm, in, manufacturer code) | PRESS_MAX - Rated Maximum Pressure (kPa, psi, bar) | PRESS_DIFFMAX - Rated Maximum Differential Pressure (kPad, psid, mm/in wc) | TEMP_RANGOPER - Operating Temperature Range (⁰C) | TYPE_ACTU - Actuator Type (hand, electric, pneumatic, electro-hydraulic, manufacturer code) | FLUID_PROC - Process Fluid (fresh water, influent, grey, black, mixed liquor, sludge, effluent) | MATL_BODY - Body Construction Material (steel, stainless steel, copper, brass, cast iron) | FINISH_BODY - Body Finish (stainless, enamel, powder coated, anodized, plated) | MATL_STEM - Stem Material (stainless steel, carbon steel) | STYLE_STEM - Stem Style (rising, non-rising) | MATL_PACK - Packing Material (PTFE, graphite fibre) | MATL_KNIFE - Knife Material (steel, stainless steel, aluminum) | NUMB_KNIFE - Number of Knives (single, dual) | SHAPE_KNIFE - Knife Shape (circular, square, rectangular) | MATL_SEALVALV - Valve Seal Material (neoprene, nitrile, buna-n) | MATL_SEATVALV - Valve Seat Material (316 stainless steel, nylon) | ORIENT_MOUNT - Mounting Orientation (horizontal, vertical, either) | AGENCY_STD - Agency or Standard (ANSI, API, ASME, AWWA) | LENGTH_ETOE - End To End (Flange) Length (mm, in) | HEIGHT - Height (mm, in) | WIDTH - Width (mm, in) | DIAM - Diameter (mm, in) | WEIGHT - Weight (kg, lb)
Note on C13: ASSET_NO: Synergen Asset ID given at time of hierarchy structure if migrated. Synergen generated if Asset data entered manually.
Note on D13: TAGGED- Name Plate: Contractors are to answer "YES" or "NO" to the question: Does the Asset have a name plate? Note: Name plates are helpful to retrieve Asset Specification Information.
Note on E13: TAG ID: Fill each cell with the unique Euipment Identifier number of the asset. E.g LDB-Y793 or S-C580 or SF-G581.MTR or XFMR-Y701 Smart numbered Tag_ID using City of Winnipeg standard format.
Note on F13: PLANT: This is a constant: Fill each cell with 01 for all assets
Note on G13: ASSET_RECORD_TYPE: For the asset type identified in column B, use validation drop down list to select appropriate Asset Type Record. E = Equipment B = Building A = Virtual (used in Asset Hierarchy Structure)
Note on H13: ASSET_DESC: Asset description should be documented in this format: Plant where Asset is located: NE-; Process building/area where Asset is located: LHW #1; Asset Tag ID: S-Y910; Common name of the asset: Refrigerated Sampler Each element must be separated by a comma and a space Example: NE, LHW #1, S-Y910, Refrigerated Sampler
Note on I13: ASSET_STATUS: Indicate if asset is active or inactive Format: Assets in service = ACTIVE Asset to be retired= INACTIVE
Note on J13: DEPARTMENT: This is a constant: Fill each cell with WWD for all assets
Note on K13: AREA: This is a constant: Fill each cell with Waste
Note on L13: CRITICALITY: Score Criticality 0-80 1 81-160 2 161-240 3 241-340 4 341-440 5 441-590 6 591-790 7 791-1040 8 1041-1300 9
Note on M13: BREAKER_NO: Breaker identification for the Asset Format: A 3 (single phase) B 1 2 3 (three phase) Where: A B C CDP etc. are the Panel ID and 1 2 3 are the breaker number within the panel Maximum data length = 12 characters
Note on N13: CONTROL_PANEL: Identify the control Panel ID Number (If applicable to the asset)
Note on O13: BUILDING: Use the building segment information provided in the guideline to identify building segment. If no appropriate building segment is listed, provide proposed new Building to City of Winnipeg for consideration.
Note on P13: LOCATION: Fill in the physical location of the asset e.g. Gallery XX, Tunnel XX, Basement, Upper Level, Lower Level, Mezzanine, West Wall etc. General location of the Asset. Maximum data length = 30 characters
Note on Q13: ROOM: Chlorine, Pump, Control, Motor etc. Fill in the name of the room where the Asset is located. Maximum data length = 20 characters

## WW-VALV_NE
Classification Specification Template
| Asset Type: | VALVE, Needle
| Asset Type Code: | WW-VALV_NE
| Asset Data Record | [14 empty] | Specification Data Record
Attribute Description | ASSET_NO - Asset Number | TAGGED - Asset Tag/Name Plate | TAG ID - Tag ID | PLANT - Synergen Plant | ASSET_RECORD_TYPE - Asset Record Type | ASSET_DESC - Asset Description | ASSET_STATUS - Asset Status | DEPARTMENT - Administrative Department | AREA - Administrative Area | CRITICALITY - Asset Criticality Rating | BREAKER_NO - Breaker Number | CONTROL_PANEL - Control Panel ID Number | BUILDING - Building Number | LOCATION - Physical location of Asset | ROOM - Room (location) | MANUFACTURER - Manufacturer | MAKE - Make | MODEL_NO - Model | CAT_NO - Catalog/Spec/Type Number | SERIAL_NO - Serial Number | DATEMFR - Date of Manufacture | SIZE_VALV - Valve Size (mm, in, manufacturer code) | STYLE_END - End Style (flange, wafer, lugged, threaded, socket/butt weld) | PATH_FLOW - Flow Path (in-line, right angle, Y) | MEDIA_PROC - Process Media (air, gas (specify), liquid (specify)) | NUMB_TURNSPLUNG - Plunger Number of Turns (#) | CLASS_FLNG - Flange Class (class #, PN #, lb) | SIZE_FLNG - Flange Size (mm, in, manufacturer code) | SIZE_THREAD - Thread Size (NPT, mm, in) | SIZE_SOCKET - Valve Socket or Butt Weld Diameter (mm, in) | PRESS_MAX - Rated Maximum Pressure (kPa, psi, bar) | PRESS_DIFFMAX - Rated Maximum Differential Pressure (kPad, psid, mm/in wc) | TEMP_RANGOPER - Operating Temperature Range (⁰C) | TYPE_ACTU - Actuator Type (hand, electric, pneumatic, electro-hydraulic, manufacturer code) | MATL_BODY - Body Construction Material (steel, stainless steel, copper, brass, cast iron) | FINISH_BODY - Body Finish (stainless, enamel, powder coated, anodized, plated) | MATL_PLUNG - Plunger Material (stainless steel, ceramic) | MATL_SEALVALV - Valve Seal Material (neoprene, nitrile, buna-n) | MATL_SEATVALV - Valve Seat Material (316 stainless steel, nylon) | LENGTH_ETOE - End To End (Flange) Length (mm, in) | HEIGHT - Height (mm, in) | WIDTH - Width (mm, in) | DIAM - Diameter (mm, in) | WEIGHT - Weight (kg, lb)
Note on C13: ASSET_NO: Synergen Asset ID given at time of hierarchy structure if migrated. Synergen generated if Asset data entered manually.
Note on D13: TAGGED- Name Plate: Contractors are to answer "YES" or "NO" to the question: Does the Asset have a name plate? Note: Name plates are helpful to retrieve Asset Specification Information.
Note on E13: TAG ID: Fill each cell with the unique Euipment Identifier number of the asset. E.g LDB-Y793 or S-C580 or SF-G581.MTR or XFMR-Y701 Smart numbered Tag_ID using City of Winnipeg standard format.
Note on F13: PLANT: This is a constant: Fill each cell with 01 for all assets
Note on G13: ASSET_RECORD_TYPE: For the asset type identified in column B, use validation drop down list to select appropriate Asset Type Record. E = Equipment B = Building A = Virtual (used in Asset Hierarchy Structure)
Note on H13: ASSET_DESC: Asset description should be documented in this format: Plant where Asset is located: NE-; Process building/area where Asset is located: LHW #1; Asset Tag ID: S-Y910; Common name of the asset: Refrigerated Sampler Each element must be separated by a comma and a space Example: NE, LHW #1, S-Y910, Refrigerated Sampler
Note on I13: ASSET_STATUS: Indicate if asset is active or inactive Format: Assets in service = ACTIVE Asset to be retired= INACTIVE
Note on J13: DEPARTMENT: This is a constant: Fill each cell with WWD for all assets
Note on K13: AREA: This is a constant: Fill each cell with Waste
Note on L13: CRITICALITY: Score Criticality 0-80 1 81-160 2 161-240 3 241-340 4 341-440 5 441-590 6 591-790 7 791-1040 8 1041-1300 9
Note on M13: BREAKER_NO: Breaker identification for the Asset Format: A 3 (single phase) B 1 2 3 (three phase) Where: A B C CDP etc. are the Panel ID and 1 2 3 are the breaker number within the panel Maximum data length = 12 characters
Note on N13: CONTROL_PANEL: Identify the control Panel ID Number (If applicable to the asset)
Note on O13: BUILDING: Use the building segment information provided in the guideline to identify building segment. If no appropriate building segment is listed, provide proposed new Building to City of Winnipeg for consideration.
Note on P13: LOCATION: Fill in the physical location of the asset e.g. Gallery XX, Tunnel XX, Basement, Upper Level, Lower Level, Mezzanine, West Wall etc. General location of the Asset. Maximum data length = 30 characters
Note on Q13: ROOM: Chlorine, Pump, Control, Motor etc. Fill in the name of the room where the Asset is located. Maximum data length = 20 characters

## WW-VALV_PL
Classification Specification Template
| Asset Type: | VALVE, Plug
| Asset Type Code: | WW-VALV_PL
| Asset Data Record | [14 empty] | Specification Data Record
Attribute Description | ASSET_NO - Asset Number | TAGGED - Asset Tag/Name Plate | TAG ID - Tag ID | PLANT - Synergen Plant | ASSET_RECORD_TYPE - Asset Record Type | ASSET_DESC - Asset Description | ASSET_STATUS - Asset Status | DEPARTMENT - Administrative Department | AREA - Administrative Area | CRITICALITY - Asset Criticality Rating | BREAKER_NO - Breaker Number | CONTROL_PANEL - Control Panel ID Number | BUILDING - Building Number | LOCATION - Physical location of Asset | ROOM - Room (location) | MANUFACTURER - Manufacturer | MAKE - Make | MODEL_NO - Model | CAT_NO - Catalog/Spec/Type Number | SERIAL_NO - Serial Number | DATEMFR - Date of Manufacture | TYPE_VALV - Valve Type (shutoff, 2/3/4 way, diverter, control) | SIZE_VALV - Valve Size (mm, in, manufacturer code) | STYLE_END - End Style (flange, wafer, lugged, threaded, socket/butt weld) | TYPE_CTRL - Control Type (on/off, modulating) | SHOFF_TIGHT - Tight Shutoff (Y/N) | RANG_ROTN - Rotation Range (deg) | CLASS_FLNG - Flange Class (class #, PN #, lb) | SIZE_FLNG - Flange Size (mm, in, manufacturer code) | SIZE_THREAD - Thread Size (NPT, mm, in) | SIZE_SOCKET - Valve Socket or Butt Weld Diameter (mm, in) | SIZE_BOREFULL - Bore Size Full (mm, in) | SIZE_BORERED - Bore Size Reduced (mm, in) | PRESS_MAX - Rated Maximum Pressure (kPa, psi, bar) | PRESS_DIFFMAX - Rated Maximum Differential Pressure (kPad, psid, mm/in wc) | PRESS_INITSET - Initial / Bench Set Pressure (kPa, psi, bar) | TEMP_RANGOPER - Operating Temperature Range (⁰C) | TYPE_BRG - Bearing Type (ball, rolling element, manufacturer code) | TRVL_STOP - Travel Stop (Y/N) | TYPE_ACTU - Actuator Type (hand, electric, pneumatic, electro-hydraulic, manufacturer code) | FLUID_PROC - Process Fluid (fresh water, influent, grey, black, mixed liquor, sludge, effluent) | MATL_BODY - Body Construction Material (steel, stainless steel, copper, brass, cast iron) | FINISH_BODY - Body Finish (stainless, enamel, powder coated, anodized, plated) | MATL_TRIMVALV - Valve Trim Material (stainless steel, inconel, nickel) | MATL_STEM - Stem Material (stainless steel, carbon steel) | MATL_PACK - Packing Material (PTFE, graphite fibre) | MATL_PLUGVALV - Valve Plug Material (316 stainless steel) | MATL_SEALVALV - Valve Seal Material (neoprene, nitrile, buna-n) | MATL_SEATVALV - Valve Seat Material (316 stainless steel, nylon) | AGENCY_STD - Agency or Standard (ANSI, API, ASME, AWWA) | LENGTH_ETOE - End To End (Flange) Length (mm, in) | HEIGHT - Height (mm, in) | WIDTH - Width (mm, in) | DIAM - Diameter (mm, in) | WEIGHT - Weight (kg, lb)
Note on C13: ASSET_NO: Synergen Asset ID given at time of hierarchy structure if migrated. Synergen generated if Asset data entered manually.
Note on D13: TAGGED- Name Plate: Contractors are to answer "YES" or "NO" to the question: Does the Asset have a name plate? Note: Name plates are helpful to retrieve Asset Specification Information.
Note on E13: TAG ID: Fill each cell with the unique Euipment Identifier number of the asset. E.g LDB-Y793 or S-C580 or SF-G581.MTR or XFMR-Y701 Smart numbered Tag_ID using City of Winnipeg standard format.
Note on F13: PLANT: This is a constant: Fill each cell with 01 for all assets
Note on G13: ASSET_RECORD_TYPE: For the asset type identified in column B, use validation drop down list to select appropriate Asset Type Record. E = Equipment B = Building A = Virtual (used in Asset Hierarchy Structure)
Note on H13: ASSET_DESC: Asset description should be documented in this format: Plant where Asset is located: NE-; Process building/area where Asset is located: LHW #1; Asset Tag ID: S-Y910; Common name of the asset: Refrigerated Sampler Each element must be separated by a comma and a space Example: NE, LHW #1, S-Y910, Refrigerated Sampler
Note on I13: ASSET_STATUS: Indicate if asset is active or inactive Format: Assets in service = ACTIVE Asset to be retired= INACTIVE
Note on J13: DEPARTMENT: This is a constant: Fill each cell with WWD for all assets
Note on K13: AREA: This is a constant: Fill each cell with Waste
Note on L13: CRITICALITY: Score Criticality 0-80 1 81-160 2 161-240 3 241-340 4 341-440 5 441-590 6 591-790 7 791-1040 8 1041-1300 9
Note on M13: BREAKER_NO: Breaker identification for the Asset Format: A 3 (single phase) B 1 2 3 (three phase) Where: A B C CDP etc. are the Panel ID and 1 2 3 are the breaker number within the panel Maximum data length = 12 characters
Note on N13: CONTROL_PANEL: Identify the control Panel ID Number (If applicable to the asset)
Note on O13: BUILDING: Use the building segment information provided in the guideline to identify building segment. If no appropriate building segment is listed, provide proposed new Building to City of Winnipeg for consideration.
Note on P13: LOCATION: Fill in the physical location of the asset e.g. Gallery XX, Tunnel XX, Basement, Upper Level, Lower Level, Mezzanine, West Wall etc. General location of the Asset. Maximum data length = 30 characters
Note on Q13: ROOM: Chlorine, Pump, Control, Motor etc. Fill in the name of the room where the Asset is located. Maximum data length = 20 characters

## WW-VALV_PO
Classification Specification Template
| Asset Type: | VALVE, Poppet
| Asset Type Code: | WW-VALV_PO
| Asset Data Record | [14 empty] | Specification Data Record
Attribute Description | ASSET_NO - Asset Number | TAGGED - Asset Tag/Name Plate | TAG ID - Tag ID | PLANT - Synergen Plant | ASSET_RECORD_TYPE - Asset Record Type | ASSET_DESC - Asset Description | ASSET_STATUS - Asset Status | DEPARTMENT - Administrative Department | AREA - Administrative Area | CRITICALITY - Asset Criticality Rating | BREAKER_NO - Breaker Number | CONTROL_PANEL - Control Panel ID Number | BUILDING - Building Number | LOCATION - Physical location of Asset | ROOM - Room (location) | MANUFACTURER - Manufacturer | MAKE - Make | MODEL_NO - Model | CAT_NO - Catalog/Spec/Type Number | SERIAL_NO - Serial Number | DATEMFR - Date of Manufacture | SIZE_VALV - Valve Size (mm, in, manufacturer code) | STYLE_END - End Style (flange, wafer, lugged, threaded, socket/butt weld) | MEDIA_PROC - Process Media (air, gas (specify), liquid (specify)) | SHLFST_VALV - Valve Shelf State (normally open, normally closed) | SHOFF_TIGHT - Tight Shutoff (Y/N) | CLASS_FLNG - Flange Class (class #, PN #, lb) | SIZE_FLNG - Flange Size (mm, in, manufacturer code) | SIZE_THREAD - Thread Size (NPT, mm, in) | SIZE_SOCKET - Valve Socket or Butt Weld Diameter (mm, in) | PRESS_MAX - Rated Maximum Pressure (kPa, psi, bar) | PRESS_DIFFMAX - Rated Maximum Differential Pressure (kPad, psid, mm/in wc) | TEMP_RANGOPER - Operating Temperature Range (⁰C) | TYPE_PILOT - Type of Pilot Device (pneumatic, hydraulic) | SIZE_PORTPILOT - Pilot Port (Thread) Size (mm, in, NPT) | PRESS_PILOTSET - Pilot Set Pressure (kPa, psi, bar) | PRESS_PILOTMAX - Rated Maximum Pilot Pressure (kPa, psi, bar) | MATL_BODY - Body Construction Material (steel, stainless steel, copper, brass, cast iron) | FINISH_BODY - Body Finish (stainless, enamel, powder coated, anodized, plated) | MATL_STEM - Stem Material (stainless steel, carbon steel) | MATL_SEALVALV - Valve Seal Material (neoprene, nitrile, buna-n) | MATL_DISKVALV - Valve Disk Material (316 stainless steel, carbon steel) | MATL_SEATVALV - Valve Seat Material (316 stainless steel, nylon) | MATL_SPRING - Spring Material (stainless steel) | LENGTH_ETOE - End To End (Flange) Length (mm, in) | HEIGHT - Height (mm, in) | WIDTH - Width (mm, in) | DIAM - Diameter (mm, in) | WEIGHT - Weight (kg, lb)
Note on C13: ASSET_NO: Synergen Asset ID given at time of hierarchy structure if migrated. Synergen generated if Asset data entered manually.
Note on D13: TAGGED- Name Plate: Contractors are to answer "YES" or "NO" to the question: Does the Asset have a name plate? Note: Name plates are helpful to retrieve Asset Specification Information.
Note on E13: TAG ID: Fill each cell with the unique Euipment Identifier number of the asset. E.g LDB-Y793 or S-C580 or SF-G581.MTR or XFMR-Y701 Smart numbered Tag_ID using City of Winnipeg standard format.
Note on F13: PLANT: This is a constant: Fill each cell with 01 for all assets
Note on G13: ASSET_RECORD_TYPE: For the asset type identified in column B, use validation drop down list to select appropriate Asset Type Record. E = Equipment B = Building A = Virtual (used in Asset Hierarchy Structure)
Note on H13: ASSET_DESC: Asset description should be documented in this format: Plant where Asset is located: NE-; Process building/area where Asset is located: LHW #1; Asset Tag ID: S-Y910; Common name of the asset: Refrigerated Sampler Each element must be separated by a comma and a space Example: NE, LHW #1, S-Y910, Refrigerated Sampler
Note on I13: ASSET_STATUS: Indicate if asset is active or inactive Format: Assets in service = ACTIVE Asset to be retired= INACTIVE
Note on J13: DEPARTMENT: This is a constant: Fill each cell with WWD for all assets
Note on K13: AREA: This is a constant: Fill each cell with Waste
Note on L13: CRITICALITY: Score Criticality 0-80 1 81-160 2 161-240 3 241-340 4 341-440 5 441-590 6 591-790 7 791-1040 8 1041-1300 9
Note on M13: BREAKER_NO: Breaker identification for the Asset Format: A 3 (single phase) B 1 2 3 (three phase) Where: A B C CDP etc. are the Panel ID and 1 2 3 are the breaker number within the panel Maximum data length = 12 characters
Note on N13: CONTROL_PANEL: Identify the control Panel ID Number (If applicable to the asset)
Note on O13: BUILDING: Use the building segment information provided in the guideline to identify building segment. If no appropriate building segment is listed, provide proposed new Building to City of Winnipeg for consideration.
Note on P13: LOCATION: Fill in the physical location of the asset e.g. Gallery XX, Tunnel XX, Basement, Upper Level, Lower Level, Mezzanine, West Wall etc. General location of the Asset. Maximum data length = 30 characters
Note on Q13: ROOM: Chlorine, Pump, Control, Motor etc. Fill in the name of the room where the Asset is located. Maximum data length = 20 characters

## WW-VALV_RE
Classification Specification Template
| Asset Type: | VALVE, Regulator
| Asset Type Code: | WW-VALV_RE
| Asset Data Record | [14 empty] | Specification Data Record
Attribute Description | ASSET_NO - Asset Number | TAGGED - Asset Tag/Name Plate | TAG ID - Tag ID | PLANT - Synergen Plant | ASSET_RECORD_TYPE - Asset Record Type | ASSET_DESC - Asset Description | ASSET_STATUS - Asset Status | DEPARTMENT - Administrative Department | AREA - Administrative Area | CRITICALITY - Asset Criticality Rating | BREAKER_NO - Breaker Number | CONTROL_PANEL - Control Panel ID Number | BUILDING - Building Number | LOCATION - Physical location of Asset | ROOM - Room (location) | MANUFACTURER - Manufacturer | MAKE - Make | MODEL_NO - Model | CAT_NO - Catalog/Spec/Type Number | SERIAL_NO - Serial Number | DATEMFR - Date of Manufacture | SIZE_VALV - Valve Size (mm, in, manufacturer code) | STYLE_END - End Style (flange, wafer, lugged, threaded, socket/butt weld) | MEDIA_PROC - Process Media (air, gas (specify), liquid (specify)) | SHOFF_TIGHT - Tight Shutoff (Y/N) | CLASS_FLNG - Flange Class (class #, PN #, lb) | SIZE_FLNG - Flange Size (mm, in, manufacturer code) | SIZE_THREAD - Thread Size (NPT, mm, in) | RANG_ADJDEV - Range Adjustment Device (hand wheel, adjustment screw) | RANG_PRESSSET - Set Pressure Adjustment Range (kPa, psi, bar) | PRESS_MAX - Rated Maximum Pressure (kPa, psi, bar) | RANG_FLOWSET - Set Flow Rate Adjustment Range (l/min, m3/hr, USGPM, SCFM) | TEMP_RANGOPER - Operating Temperature Range (⁰C) | INST_PROC - Process Instrumentation (pressure gauge, flow rate gauge) | MATL_BODY - Body Construction Material (steel, stainless steel, copper, brass, cast iron) | FINISH_BODY - Body Finish (stainless, enamel, powder coated, anodized, plated) | MATL_TRIMVALV - Valve Trim Material (stainless steel, inconel, nickel) | MATL_STEM - Stem Material (stainless steel, carbon steel) | MATL_SEALVALV - Valve Seal Material (neoprene, nitrile, buna-n) | MATL_DISKVALV - Valve Disk Material (316 stainless steel, carbon steel) | MATL_SEATVALV - Valve Seat Material (316 stainless steel, nylon) | MATL_DIAPH - Diaphragm Material (natural/silicon rubber, nitrile buna-n) | LENGTH_ETOE - End To End (Flange) Length (mm, in) | HEIGHT - Height (mm, in) | WIDTH - Width (mm, in) | DIAM - Diameter (mm, in) | WEIGHT - Weight (kg, lb)
Note on C13: ASSET_NO: Synergen Asset ID given at time of hierarchy structure if migrated. Synergen generated if Asset data entered manually.
Note on D13: TAGGED- Name Plate: Contractors are to answer "YES" or "NO" to the question: Does the Asset have a name plate? Note: Name plates are helpful to retrieve Asset Specification Information.
Note on E13: TAG ID: Fill each cell with the unique Euipment Identifier number of the asset. E.g LDB-Y793 or S-C580 or SF-G581.MTR or XFMR-Y701 Smart numbered Tag_ID using City of Winnipeg standard format.
Note on F13: PLANT: This is a constant: Fill each cell with 01 for all assets
Note on G13: ASSET_RECORD_TYPE: For the asset type identified in column B, use validation drop down list to select appropriate Asset Type Record. E = Equipment B = Building A = Virtual (used in Asset Hierarchy Structure)
Note on H13: ASSET_DESC: Asset description should be documented in this format: Plant where Asset is located: NE-; Process building/area where Asset is located: LHW #1; Asset Tag ID: S-Y910; Common name of the asset: Refrigerated Sampler Each element must be separated by a comma and a space Example: NE, LHW #1, S-Y910, Refrigerated Sampler
Note on I13: ASSET_STATUS: Indicate if asset is active or inactive Format: Assets in service = ACTIVE Asset to be retired= INACTIVE
Note on J13: DEPARTMENT: This is a constant: Fill each cell with WWD for all assets
Note on K13: AREA: This is a constant: Fill each cell with Waste
Note on L13: CRITICALITY: Score Criticality 0-80 1 81-160 2 161-240 3 241-340 4 341-440 5 441-590 6 591-790 7 791-1040 8 1041-1300 9
Note on M13: BREAKER_NO: Breaker identification for the Asset Format: A 3 (single phase) B 1 2 3 (three phase) Where: A B C CDP etc. are the Panel ID and 1 2 3 are the breaker number within the panel Maximum data length = 12 characters
Note on N13: CONTROL_PANEL: Identify the control Panel ID Number (If applicable to the asset)
Note on O13: BUILDING: Use the building segment information provided in the guideline to identify building segment. If no appropriate building segment is listed, provide proposed new Building to City of Winnipeg for consideration.
Note on P13: LOCATION: Fill in the physical location of the asset e.g. Gallery XX, Tunnel XX, Basement, Upper Level, Lower Level, Mezzanine, West Wall etc. General location of the Asset. Maximum data length = 30 characters
Note on Q13: ROOM: Chlorine, Pump, Control, Motor etc. Fill in the name of the room where the Asset is located. Maximum data length = 20 characters

## WW-VALV_SI
Classification Specification Template
| Asset Type: | VALVE, Silencer
| Asset Type Code: | WW-VALV_SI
| Asset Data Record | [14 empty] | Specification Data Record
Attribute Description | ASSET_NO - Asset Number | TAGGED - Asset Tag/Name Plate | TAG ID - Tag ID | PLANT - Synergen Plant | ASSET_RECORD_TYPE - Asset Record Type | ASSET_DESC - Asset Description | ASSET_STATUS - Asset Status | DEPARTMENT - Administrative Department | AREA - Administrative Area | CRITICALITY - Asset Criticality Rating | BREAKER_NO - Breaker Number | CONTROL_PANEL - Control Panel ID Number | BUILDING - Building Number | LOCATION - Physical location of Asset | ROOM - Room (location) | MANUFACTURER - Manufacturer | MAKE - Make | MODEL_NO - Model | CAT_NO - Catalog/Spec/Type Number | SERIAL_NO - Serial Number | DATEMFR - Date of Manufacture | SIZE_VALV - Valve Size (mm, in, manufacturer code) | STYLE_END - End Style (flange, wafer, lugged, threaded, socket/butt weld) | MEDIA_PROC - Process Media (air, gas (specify), liquid (specify)) | SHOFF_TIGHT - Tight Shutoff (Y/N) | CLASS_FLNG - Flange Class (class #, PN #, lb) | SIZE_FLNG - Flange Size (mm, in, manufacturer code) | SIZE_THREAD - Thread Size (NPT, mm, in) | RANG_ADJDEV - Range Adjustment Device (hand wheel, adjustment screw) | RANG_PRESSSET - Set Pressure Adjustment Range (kPa, psi, bar) | PRESS_MAX - Rated Maximum Pressure (kPa, psi, bar) | RANG_FLOWSET - Set Flow Rate Adjustment Range (l/min, m3/hr, USGPM, SCFM) | TEMP_RANGOPER - Operating Temperature Range (⁰C) | INST_PROC - Process Instrumentation (pressure gauge, flow rate gauge) | MATL_BODY - Body Construction Material (steel, stainless steel, copper, brass, cast iron) | FINISH_BODY - Body Finish (stainless, enamel, powder coated, anodized, plated) | MATL_TRIMVALV - Valve Trim Material (stainless steel, inconel, nickel) | MATL_STEM - Stem Material (stainless steel, carbon steel) | MATL_SEALVALV - Valve Seal Material (neoprene, nitrile, buna-n) | MATL_DISKVALV - Valve Disk Material (316 stainless steel, carbon steel) | MATL_SEATVALV - Valve Seat Material (316 stainless steel, nylon) | MATL_DIAPH - Diaphragm Material (natural/silicon rubber, nitrile buna-n) | LENGTH_ETOE - End To End (Flange) Length (mm, in) | HEIGHT - Height (mm, in) | WIDTH - Width (mm, in) | DIAM - Diameter (mm, in) | WEIGHT - Weight (kg, lb)
Note on C13: ASSET_NO: Synergen Asset ID given at time of hierarchy structure if migrated. Synergen generated if Asset data entered manually.
Note on D13: TAGGED- Name Plate: Contractors are to answer "YES" or "NO" to the question: Does the Asset have a name plate? Note: Name plates are helpful to retrieve Asset Specification Information.
Note on E13: TAG ID: Fill each cell with the unique Euipment Identifier number of the asset. E.g LDB-Y793 or S-C580 or SF-G581.MTR or XFMR-Y701 Smart numbered Tag_ID using City of Winnipeg standard format.
Note on F13: PLANT: This is a constant: Fill each cell with 01 for all assets
Note on G13: ASSET_RECORD_TYPE: For the asset type identified in column B, use validation drop down list to select appropriate Asset Type Record. E = Equipment B = Building A = Virtual (used in Asset Hierarchy Structure)
Note on H13: ASSET_DESC: Asset description should be documented in this format: Plant where Asset is located: NE-; Process building/area where Asset is located: LHW #1; Asset Tag ID: S-Y910; Common name of the asset: Refrigerated Sampler Each element must be separated by a comma and a space Example: NE, LHW #1, S-Y910, Refrigerated Sampler
Note on I13: ASSET_STATUS: Indicate if asset is active or inactive Format: Assets in service = ACTIVE Asset to be retired= INACTIVE
Note on J13: DEPARTMENT: This is a constant: Fill each cell with WWD for all assets
Note on K13: AREA: This is a constant: Fill each cell with Waste
Note on L13: CRITICALITY: Score Criticality 0-80 1 81-160 2 161-240 3 241-340 4 341-440 5 441-590 6 591-790 7 791-1040 8 1041-1300 9
Note on M13: BREAKER_NO: Breaker identification for the Asset Format: A 3 (single phase) B 1 2 3 (three phase) Where: A B C CDP etc. are the Panel ID and 1 2 3 are the breaker number within the panel Maximum data length = 12 characters
Note on N13: CONTROL_PANEL: Identify the control Panel ID Number (If applicable to the asset)
Note on O13: BUILDING: Use the building segment information provided in the guideline to identify building segment. If no appropriate building segment is listed, provide proposed new Building to City of Winnipeg for consideration.
Note on P13: LOCATION: Fill in the physical location of the asset e.g. Gallery XX, Tunnel XX, Basement, Upper Level, Lower Level, Mezzanine, West Wall etc. General location of the Asset. Maximum data length = 30 characters
Note on Q13: ROOM: Chlorine, Pump, Control, Motor etc. Fill in the name of the room where the Asset is located. Maximum data length = 20 characters

## WW-VALV_MI
Classification Specification Template
| Asset Type: | VALVE, Misc
| Asset Type Code: | WW-VALV_MI
| Asset Data Record | [14 empty] | Specification Data Record
Attribute Description | ASSET_NO - Asset Number | TAGGED - Asset Tag/Name Plate | TAG ID - Tag ID | PLANT - Synergen Plant | ASSET_RECORD_TYPE - Asset Record Type | ASSET_DESC - Asset Description | ASSET_STATUS - Asset Status | DEPARTMENT - Administrative Department | AREA - Administrative Area | CRITICALITY - Asset Criticality Rating | BREAKER_NO - Breaker Number | CONTROL_PANEL - Control Panel ID Number | BUILDING - Building Number | LOCATION - Physical location of Asset | ROOM - Room (location) | MANUFACTURER - Manufacturer | MAKE - Make | MODEL_NO - Model | CAT_NO - Catalog/Spec/Type Number | SERIAL_NO - Serial Number | DATEMFR - Date of Manufacture | SIZE_VALV - Valve Size (mm, in, manufacturer code) | STYLE_END - End Style (flange, wafer, lugged, threaded, socket/butt weld) | PATH_FLOW - Flow Path (in-line, right angle, Y) | MEDIA_PROC - Process Media (air, gas (specify), liquid (specify)) | SIZE_ORIFICE - Orifice Size (mm, in, manufacturer code) | RANG_PRESSRELF - Relief Pressure Adjustment Range (kPa, psi, bar) | PRESS_RECLOSE - Reclose Pressure (kPa, psi, bar, % of set pressure) | PRESS_MAX - Rated Maximum Pressure (kPa, psi, bar) | FLOW_MEDIAMAX - Media Maximum Flow Rate (l/min, m3/hr, kg/hr, USGPM, SCFM) | TEMP_RANGOPER - Operating Temperature Range (⁰C) | CLASS_FLNG - Flange Class (class #, PN #, lb) | SIZE_FLNGPROC - Process Port Flange Size (mm, in, manufacturer code) | SIZE_FLNGRELF - Relief Port Flange Size (mm, in, manufacturer code) | SIZE_THREADPROC - Process Port Thread Size (NPT, mm, in, male/female) | SIZE_THREADRELF - Relief Port Thread Size (NPT, mm, in, male/female) | MATL_BODY - Body Construction Material (steel, stainless steel, copper, brass, cast iron) | FINISH_BODY - Body Finish (stainless, enamel, powder coated, anodized, plated) | MATL_SEALVALV - Valve Seal Material (neoprene, nitrile, buna-n) | MATL_DISKVALV - Valve Disk Material (316 stainless steel, carbon steel) | MATL_SEATVALV - Valve Seat Material (316 stainless steel, nylon) | MATL_SPRING - Spring Material (stainless steel) | CERTIF - Certification (CSA, UL, FM, Class, Div, Grp, Haz/Non-Haz) | LENGTH_ETOE - End To End (Flange) Length (mm, in) | HEIGHT - Height (mm, in) | WIDTH - Width (mm, in) | DIAM - Diameter (mm, in) | WEIGHT - Weight (kg, lb)
Note on C13: ASSET_NO: Synergen Asset ID given at time of hierarchy structure if migrated. Synergen generated if Asset data entered manually.
Note on D13: TAGGED- Name Plate: Contractors are to answer "YES" or "NO" to the question: Does the Asset have a name plate? Note: Name plates are helpful to retrieve Asset Specification Information.
Note on E13: TAG ID: Fill each cell with the unique Euipment Identifier number of the asset. E.g LDB-Y793 or S-C580 or SF-G581.MTR or XFMR-Y701 Smart numbered Tag_ID using City of Winnipeg standard format.
Note on F13: PLANT: This is a constant: Fill each cell with 01 for all assets
Note on G13: ASSET_RECORD_TYPE: For the asset type identified in column B, use validation drop down list to select appropriate Asset Type Record. E = Equipment B = Building A = Virtual (used in Asset Hierarchy Structure)
Note on H13: ASSET_DESC: Asset description should be documented in this format: Plant where Asset is located: NE-; Process building/area where Asset is located: LHW #1; Asset Tag ID: S-Y910; Common name of the asset: Refrigerated Sampler Each element must be separated by a comma and a space Example: NE, LHW #1, S-Y910, Refrigerated Sampler
Note on I13: ASSET_STATUS: Indicate if asset is active or inactive Format: Assets in service = ACTIVE Asset to be retired= INACTIVE
Note on J13: DEPARTMENT: This is a constant: Fill each cell with WWD for all assets
Note on K13: AREA: This is a constant: Fill each cell with Waste
Note on L13: CRITICALITY: Score Criticality 0-80 1 81-160 2 161-240 3 241-340 4 341-440 5 441-590 6 591-790 7 791-1040 8 1041-1300 9
Note on M13: BREAKER_NO: Breaker identification for the Asset Format: A 3 (single phase) B 1 2 3 (three phase) Where: A B C CDP etc. are the Panel ID and 1 2 3 are the breaker number within the panel Maximum data length = 12 characters
Note on N13: CONTROL_PANEL: Identify the control Panel ID Number (If applicable to the asset)
Note on O13: BUILDING: Use the building segment information provided in the guideline to identify building segment. If no appropriate building segment is listed, provide proposed new Building to City of Winnipeg for consideration.
Note on P13: LOCATION: Fill in the physical location of the asset e.g. Gallery XX, Tunnel XX, Basement, Upper Level, Lower Level, Mezzanine, West Wall etc. General location of the Asset. Maximum data length = 30 characters
Note on Q13: ROOM: Chlorine, Pump, Control, Motor etc. Fill in the name of the room where the Asset is located. Maximum data length = 20 characters

## WW-VALV_SA
Classification Specification Template
| Asset Type: | VALVE, Safety/Relief
| Asset Type Code: | WW-VALV_SA
| Asset Data Record | [14 empty] | Specification Data Record
Attribute Description | ASSET_NO - Asset Number | TAGGED - Asset Tag/Name Plate | TAG ID - Tag ID | PLANT - Synergen Plant | ASSET_RECORD_TYPE - Asset Record Type | ASSET_DESC - Asset Description | ASSET_STATUS - Asset Status | DEPARTMENT - Administrative Department | AREA - Administrative Area | CRITICALITY - Asset Criticality Rating | BREAKER_NO - Breaker Number | CONTROL_PANEL - Control Panel ID Number | BUILDING - Building Number | LOCATION - Physical location of Asset | ROOM - Room (location) | MANUFACTURER - Manufacturer | MAKE - Make | MODEL_NO - Model | CAT_NO - Catalog/Spec/Type Number | SERIAL_NO - Serial Number | DATEMFR - Date of Manufacture | SIZE_VALV - Valve Size (mm, in, manufacturer code) | STYLE_END - End Style (flange, wafer, lugged, threaded, socket/butt weld) | PATH_FLOW - Flow Path (in-line, right angle, Y) | MEDIA_PROC - Process Media (air, gas (specify), liquid (specify)) | SIZE_ORIFICE - Orifice Size (mm, in, manufacturer code) | RANG_PRESSRELF - Relief Pressure Adjustment Range (kPa, psi, bar) | PRESS_RECLOSE - Reclose Pressure (kPa, psi, bar, % of set pressure) | PRESS_MAX - Rated Maximum Pressure (kPa, psi, bar) | FLOW_MEDIAMAX - Media Maximum Flow Rate (l/min, m3/hr, kg/hr, USGPM, SCFM) | TEMP_RANGOPER - Operating Temperature Range (⁰C) | CLASS_FLNG - Flange Class (class #, PN #, lb) | SIZE_FLNGPROC - Process Port Flange Size (mm, in, manufacturer code) | SIZE_FLNGRELF - Relief Port Flange Size (mm, in, manufacturer code) | SIZE_THREADPROC - Process Port Thread Size (NPT, mm, in, male/female) | SIZE_THREADRELF - Relief Port Thread Size (NPT, mm, in, male/female) | MATL_BODY - Body Construction Material (steel, stainless steel, copper, brass, cast iron) | FINISH_BODY - Body Finish (stainless, enamel, powder coated, anodized, plated) | MATL_SEALVALV - Valve Seal Material (neoprene, nitrile, buna-n) | MATL_DISKVALV - Valve Disk Material (316 stainless steel, carbon steel) | MATL_SEATVALV - Valve Seat Material (316 stainless steel, nylon) | MATL_SPRING - Spring Material (stainless steel) | CERTIF - Certification (CSA, UL, FM, Class, Div, Grp, Haz/Non-Haz) | LENGTH_ETOE - End To End (Flange) Length (mm, in) | HEIGHT - Height (mm, in) | WIDTH - Width (mm, in) | DIAM - Diameter (mm, in) | WEIGHT - Weight (kg, lb)
Note on C13: ASSET_NO: Synergen Asset ID given at time of hierarchy structure if migrated. Synergen generated if Asset data entered manually.
Note on D13: TAGGED- Name Plate: Contractors are to answer "YES" or "NO" to the question: Does the Asset have a name plate? Note: Name plates are helpful to retrieve Asset Specification Information.
Note on E13: TAG ID: Fill each cell with the unique Euipment Identifier number of the asset. E.g LDB-Y793 or S-C580 or SF-G581.MTR or XFMR-Y701 Smart numbered Tag_ID using City of Winnipeg standard format.
Note on F13: PLANT: This is a constant: Fill each cell with 01 for all assets
Note on G13: ASSET_RECORD_TYPE: For the asset type identified in column B, use validation drop down list to select appropriate Asset Type Record. E = Equipment B = Building A = Virtual (used in Asset Hierarchy Structure)
Note on H13: ASSET_DESC: Asset description should be documented in this format: Plant where Asset is located: NE-; Process building/area where Asset is located: LHW #1; Asset Tag ID: S-Y910; Common name of the asset: Refrigerated Sampler Each element must be separated by a comma and a space Example: NE, LHW #1, S-Y910, Refrigerated Sampler
Note on I13: ASSET_STATUS: Indicate if asset is active or inactive Format: Assets in service = ACTIVE Asset to be retired= INACTIVE
Note on J13: DEPARTMENT: This is a constant: Fill each cell with WWD for all assets
Note on K13: AREA: This is a constant: Fill each cell with Waste
Note on L13: CRITICALITY: Score Criticality 0-80 1 81-160 2 161-240 3 241-340 4 341-440 5 441-590 6 591-790 7 791-1040 8 1041-1300 9
Note on M13: BREAKER_NO: Breaker identification for the Asset Format: A 3 (single phase) B 1 2 3 (three phase) Where: A B C CDP etc. are the Panel ID and 1 2 3 are the breaker number within the panel Maximum data length = 12 characters
Note on N13: CONTROL_PANEL: Identify the control Panel ID Number (If applicable to the asset)
Note on O13: BUILDING: Use the building segment information provided in the guideline to identify building segment. If no appropriate building segment is listed, provide proposed new Building to City of Winnipeg for consideration.
Note on P13: LOCATION: Fill in the physical location of the asset e.g. Gallery XX, Tunnel XX, Basement, Upper Level, Lower Level, Mezzanine, West Wall etc. General location of the Asset. Maximum data length = 30 characters
Note on Q13: ROOM: Chlorine, Pump, Control, Motor etc. Fill in the name of the room where the Asset is located. Maximum data length = 20 characters

## WW-VALV_SO
Classification Specification Template
| Asset Type: | VALVE, Solenoid
| Asset Type Code: | WW-VALV_SO
| Asset Data Record | [14 empty] | Specification Data Record
Attribute Description | ASSET_NO - Asset Number | TAGGED - Asset Tag/Name Plate | TAG ID - Tag ID | PLANT - Synergen Plant | ASSET_RECORD_TYPE - Asset Record Type | ASSET_DESC - Asset Description | ASSET_STATUS - Asset Status | DEPARTMENT - Administrative Department | AREA - Administrative Area | CRITICALITY - Asset Criticality Rating | BREAKER_NO - Breaker Number | CONTROL_PANEL - Control Panel ID Number | BUILDING - Building Number | LOCATION - Physical location of Asset | ROOM - Room (location) | MANUFACTURER - Manufacturer | MAKE - Make | MODEL_NO - Model | CAT_NO - Catalog/Spec/Type Number | SERIAL_NO - Serial Number | DATEMFR - Date of Manufacture | SIZE_VALV - Valve Size (mm, in, manufacturer code) | STYLE_END - End Style (flange, wafer, lugged, threaded, socket/butt weld) | PATH_FLOW - Flow Path (in-line, right angle, Y) | MEDIA_PROC - Process Media (air, gas (specify), liquid (specify)) | SHLFST_VALV - Valve Shelf State (normally open, normally closed) | SHOFF_TIGHT - Tight Shutoff (Y/N) | CLASS_FLNG - Flange Class (class #, PN #, lb) | SIZE_FLNG - Flange Size (mm, in, manufacturer code) | SIZE_THREAD - Thread Size (NPT, mm, in) | SIZE_SOCKET - Valve Socket or Butt Weld Diameter (mm, in) | PRESS_MAX - Rated Maximum Pressure (kPa, psi, bar) | PRESS_DIFFMAX - Rated Maximum Differential Pressure (kPad, psid, mm/in wc) | TEMP_RANGOPER - Operating Temperature Range (⁰C) | VOLT_COIL - Coil Rated Voltage (V) | AMP_COIL - Coil Rated Current (A) | FREQ_COIL - Coil Frequency (Hz) | MATL_BODY - Body Construction Material (steel, stainless steel, copper, brass, cast iron) | FINISH_BODY - Body Finish (stainless, enamel, powder coated, anodized, plated) | MATL_STEM - Stem Material (stainless steel, carbon steel) | MATL_SEALVALV - Valve Seal Material (neoprene, nitrile, buna-n) | MATL_DISKVALV - Valve Disk Material (316 stainless steel, carbon steel) | MATL_SEATVALV - Valve Seat Material (316 stainless steel, nylon) | MATL_SPRING - Spring Material (stainless steel) | ENCL_PROT - Enclosure Protection Code (NEMA/IP rating) | CERTIF - Certification (CSA, UL, FM, Class, Div, Grp, Haz/Non-Haz) | LENGTH_ETOE - End To End (Flange) Length (mm, in) | HEIGHT - Height (mm, in) | WIDTH - Width (mm, in) | DIAM - Diameter (mm, in) | WEIGHT - Weight (kg, lb)
Note on C13: ASSET_NO: Synergen Asset ID given at time of hierarchy structure if migrated. Synergen generated if Asset data entered manually.
Note on D13: TAGGED- Name Plate: Contractors are to answer "YES" or "NO" to the question: Does the Asset have a name plate? Note: Name plates are helpful to retrieve Asset Specification Information.
Note on E13: TAG ID: Fill each cell with the unique Euipment Identifier number of the asset. E.g LDB-Y793 or S-C580 or SF-G581.MTR or XFMR-Y701 Smart numbered Tag_ID using City of Winnipeg standard format.
Note on F13: PLANT: This is a constant: Fill each cell with 01 for all assets
Note on G13: ASSET_RECORD_TYPE: For the asset type identified in column B, use validation drop down list to select appropriate Asset Type Record. E = Equipment B = Building A = Virtual (used in Asset Hierarchy Structure)
Note on H13: ASSET_DESC: Asset description should be documented in this format: Plant where Asset is located: NE-; Process building/area where Asset is located: LHW #1; Asset Tag ID: S-Y910; Common name of the asset: Refrigerated Sampler Each element must be separated by a comma and a space Example: NE, LHW #1, S-Y910, Refrigerated Sampler
Note on I13: ASSET_STATUS: Indicate if asset is active or inactive Format: Assets in service = ACTIVE Asset to be retired= INACTIVE
Note on J13: DEPARTMENT: This is a constant: Fill each cell with WWD for all assets
Note on K13: AREA: This is a constant: Fill each cell with Waste
Note on L13: CRITICALITY: Score Criticality 0-80 1 81-160 2 161-240 3 241-340 4 341-440 5 441-590 6 591-790 7 791-1040 8 1041-1300 9
Note on M13: BREAKER_NO: Breaker identification for the Asset Format: A 3 (single phase) B 1 2 3 (three phase) Where: A B C CDP etc. are the Panel ID and 1 2 3 are the breaker number within the panel Maximum data length = 12 characters
Note on N13: CONTROL_PANEL: Identify the control Panel ID Number (If applicable to the asset)
Note on O13: BUILDING: Use the building segment information provided in the guideline to identify building segment. If no appropriate building segment is listed, provide proposed new Building to City of Winnipeg for consideration.
Note on P13: LOCATION: Fill in the physical location of the asset e.g. Gallery XX, Tunnel XX, Basement, Upper Level, Lower Level, Mezzanine, West Wall etc. General location of the Asset. Maximum data length = 30 characters
Note on Q13: ROOM: Chlorine, Pump, Control, Motor etc. Fill in the name of the room where the Asset is located. Maximum data length = 20 characters

## WW-VALV_MD
Classification Specification Template
| Asset Type: | VALVE, Mud
| Asset Type Code: | WW-VALV_MD
| Asset Data Record | [14 empty] | Specification Data Record
Attribute Description | ASSET_NO - Asset Number | TAGGED - Asset Tag/Name Plate | TAG ID - Tag ID | PLANT - Synergen Plant | ASSET_RECORD_TYPE - Asset Record Type | ASSET_DESC - Asset Description | ASSET_STATUS - Asset Status | DEPARTMENT - Administrative Department | AREA - Administrative Area | CRITICALITY - Asset Criticality Rating | BREAKER_NO - Breaker Number | CONTROL_PANEL - Control Panel ID Number | BUILDING - Building Number | LOCATION - Physical location of Asset | ROOM - Room (location) | MANUFACTURER - Manufacturer | MAKE - Make | MODEL_NO - Model | CAT_NO - Catalog/Spec/Type Number | SERIAL_NO - Serial Number | DATEMFR - Date of Manufacture | SIZE_VALV - Valve Size (mm, in, manufacturer code) | STYLE_END - End Style (flange, wafer, lugged, threaded, socket/butt weld) | PATH_FLOW - Flow Path (in-line, right angle, Y) | MEDIA_PROC - Process Media (air, gas (specify), liquid (specify)) | SIZE_ORIFICE - Orifice Size (mm, in, manufacturer code) | RANG_PRESSRELF - Relief Pressure Adjustment Range (kPa, psi, bar) | PRESS_RECLOSE - Reclose Pressure (kPa, psi, bar, % of set pressure) | PRESS_MAX - Rated Maximum Pressure (kPa, psi, bar) | FLOW_MEDIAMAX - Media Maximum Flow Rate (l/min, m3/hr, kg/hr, USGPM, SCFM) | TEMP_RANGOPER - Operating Temperature Range (⁰C) | CLASS_FLNG - Flange Class (class #, PN #, lb) | SIZE_FLNGPROC - Process Port Flange Size (mm, in, manufacturer code) | SIZE_FLNGRELF - Relief Port Flange Size (mm, in, manufacturer code) | SIZE_THREADPROC - Process Port Thread Size (NPT, mm, in, male/female) | SIZE_THREADRELF - Relief Port Thread Size (NPT, mm, in, male/female) | MATL_BODY - Body Construction Material (steel, stainless steel, copper, brass, cast iron) | FINISH_BODY - Body Finish (stainless, enamel, powder coated, anodized, plated) | MATL_SEALVALV - Valve Seal Material (neoprene, nitrile, buna-n) | MATL_DISKVALV - Valve Disk Material (316 stainless steel, carbon steel) | MATL_SEATVALV - Valve Seat Material (316 stainless steel, nylon) | MATL_SPRING - Spring Material (stainless steel) | CERTIF - Certification (CSA, UL, FM, Class, Div, Grp, Haz/Non-Haz) | LENGTH_ETOE - End To End (Flange) Length (mm, in) | HEIGHT - Height (mm, in) | WIDTH - Width (mm, in) | DIAM - Diameter (mm, in) | WEIGHT - Weight (kg, lb)
Note on C13: ASSET_NO: Synergen Asset ID given at time of hierarchy structure if migrated. Synergen generated if Asset data entered manually.
Note on D13: TAGGED- Name Plate: Contractors are to answer "YES" or "NO" to the question: Does the Asset have a name plate? Note: Name plates are helpful to retrieve Asset Specification Information.
Note on E13: TAG ID: Fill each cell with the unique Euipment Identifier number of the asset. E.g LDB-Y793 or S-C580 or SF-G581.MTR or XFMR-Y701 Smart numbered Tag_ID using City of Winnipeg standard format.
Note on F13: PLANT: This is a constant: Fill each cell with 01 for all assets
Note on G13: ASSET_RECORD_TYPE: For the asset type identified in column B, use validation drop down list to select appropriate Asset Type Record. E = Equipment B = Building A = Virtual (used in Asset Hierarchy Structure)
Note on H13: ASSET_DESC: Asset description should be documented in this format: Plant where Asset is located: NE-; Process building/area where Asset is located: LHW #1; Asset Tag ID: S-Y910; Common name of the asset: Refrigerated Sampler Each element must be separated by a comma and a space Example: NE, LHW #1, S-Y910, Refrigerated Sampler
Note on I13: ASSET_STATUS: Indicate if asset is active or inactive Format: Assets in service = ACTIVE Asset to be retired= INACTIVE
Note on J13: DEPARTMENT: This is a constant: Fill each cell with WWD for all assets
Note on K13: AREA: This is a constant: Fill each cell with Waste
Note on L13: CRITICALITY: Score Criticality 0-80 1 81-160 2 161-240 3 241-340 4 341-440 5 441-590 6 591-790 7 791-1040 8 1041-1300 9
Note on M13: BREAKER_NO: Breaker identification for the Asset Format: A 3 (single phase) B 1 2 3 (three phase) Where: A B C CDP etc. are the Panel ID and 1 2 3 are the breaker number within the panel Maximum data length = 12 characters
Note on N13: CONTROL_PANEL: Identify the control Panel ID Number (If applicable to the asset)
Note on O13: BUILDING: Use the building segment information provided in the guideline to identify building segment. If no appropriate building segment is listed, provide proposed new Building to City of Winnipeg for consideration.
Note on P13: LOCATION: Fill in the physical location of the asset e.g. Gallery XX, Tunnel XX, Basement, Upper Level, Lower Level, Mezzanine, West Wall etc. General location of the Asset. Maximum data length = 30 characters
Note on Q13: ROOM: Chlorine, Pump, Control, Motor etc. Fill in the name of the room where the Asset is located. Maximum data length = 20 characters

## WW-VALV_3W
Classification Specification Template
| Asset Type: | VALVE, Three Way
| Asset Type Code: | WW-VALV_3W
| Asset Data Record | [14 empty] | Specification Data Record
Attribute Description | ASSET_NO - Asset Number | TAGGED - Asset Tag/Name Plate | TAG ID - Tag ID | PLANT - Synergen Plant | ASSET_RECORD_TYPE - Asset Record Type | ASSET_DESC - Asset Description | ASSET_STATUS - Asset Status | DEPARTMENT - Administrative Department | AREA - Administrative Area | CRITICALITY - Asset Criticality Rating | BREAKER_NO - Breaker Number | CONTROL_PANEL - Control Panel ID Number | BUILDING - Building Number | LOCATION - Physical location of Asset | ROOM - Room (location) | MANUFACTURER - Manufacturer | MAKE - Make | MODEL_NO - Model | CAT_NO - Catalog/Spec/Type Number | SERIAL_NO - Serial Number | DATEMFR - Date of Manufacture | TYPE_VALV - Valve Type (shutoff, 2/3/4 way, diverter, control) | SIZE_VALV - Valve Size (mm, in, manufacturer code) | STYLE_END - End Style (flange, wafer, lugged, threaded, socket/butt weld) | TYPE_CTRL - Control Type (on/off, modulating) | SHOFF_TIGHT - Tight Shutoff (Y/N) | RANG_ROTN - Rotation Range (deg) | CLASS_FLNG - Flange Class (class #, PN #, lb) | SIZE_FLNG - Flange Size (mm, in, manufacturer code) | SIZE_THREAD - Thread Size (NPT, mm, in) | SIZE_SOCKET - Valve Socket or Butt Weld Diameter (mm, in) | SIZE_BOREFULL - Bore Size Full (mm, in) | SIZE_BORERED - Bore Size Reduced (mm, in) | PRESS_MAX - Rated Maximum Pressure (kPa, psi, bar) | PRESS_DIFFMAX - Rated Maximum Differential Pressure (kPad, psid, mm/in wc) | PRESS_INITSET - Initial / Bench Set Pressure (kPa, psi, bar) | TEMP_RANGOPER - Operating Temperature Range (⁰C) | TYPE_BRG - Bearing Type (ball, rolling element, manufacturer code) | TRVL_STOP - Travel Stop (Y/N) | TYPE_ACTU - Actuator Type (hand, electric, pneumatic, electro-hydraulic, manufacturer code) | FLUID_PROC - Process Fluid (fresh water, influent, grey, black, mixed liquor, sludge, effluent) | MATL_BODY - Body Construction Material (steel, stainless steel, copper, brass, cast iron) | FINISH_BODY - Body Finish (stainless, enamel, powder coated, anodized, plated) | MATL_TRIMVALV - Valve Trim Material (stainless steel, inconel, nickel) | MATL_STEM - Stem Material (stainless steel, carbon steel) | MATL_PACK - Packing Material (PTFE, graphite fibre) | MATL_BALLVALV - Valve Ball Material (316 stainless steel, carbon steel) | MATL_SEALVALV - Valve Seal Material (neoprene, nitrile, buna-n) | MATL_SEATVALV - Valve Seat Material (316 stainless steel, nylon) | AGENCY_STD - Agency or Standard (ANSI, API, ASME, AWWA) | LENGTH_ETOE - End To End (Flange) Length (mm, in) | HEIGHT - Height (mm, in) | WIDTH - Width (mm, in) | DIAM - Diameter (mm, in) | WEIGHT - Weight (kg, lb)
Note on C13: ASSET_NO: Synergen Asset ID given at time of hierarchy structure if migrated. Synergen generated if Asset data entered manually.
Note on D13: TAGGED- Name Plate: Contractors are to answer "YES" or "NO" to the question: Does the Asset have a name plate? Note: Name plates are helpful to retrieve Asset Specification Information.
Note on E13: TAG ID: Fill each cell with the unique Euipment Identifier number of the asset. E.g LDB-Y793 or S-C580 or SF-G581.MTR or XFMR-Y701 Smart numbered Tag_ID using City of Winnipeg standard format.
Note on F13: PLANT: This is a constant: Fill each cell with 01 for all assets
Note on G13: ASSET_RECORD_TYPE: For the asset type identified in column B, use validation drop down list to select appropriate Asset Type Record. E = Equipment B = Building A = Virtual (used in Asset Hierarchy Structure)
Note on H13: ASSET_DESC: Asset description should be documented in this format: Plant where Asset is located: NE-; Process building/area where Asset is located: LHW #1; Asset Tag ID: S-Y910; Common name of the asset: Refrigerated Sampler Each element must be separated by a comma and a space Example: NE, LHW #1, S-Y910, Refrigerated Sampler
Note on I13: ASSET_STATUS: Indicate if asset is active or inactive Format: Assets in service = ACTIVE Asset to be retired= INACTIVE
Note on J13: DEPARTMENT: This is a constant: Fill each cell with WWD for all assets
Note on K13: AREA: This is a constant: Fill each cell with Waste
Note on L13: CRITICALITY: Score Criticality 0-80 1 81-160 2 161-240 3 241-340 4 341-440 5 441-590 6 591-790 7 791-1040 8 1041-1300 9
Note on M13: BREAKER_NO: Breaker identification for the Asset Format: A 3 (single phase) B 1 2 3 (three phase) Where: A B C CDP etc. are the Panel ID and 1 2 3 are the breaker number within the panel Maximum data length = 12 characters
Note on N13: CONTROL_PANEL: Identify the control Panel ID Number (If applicable to the asset)
Note on O13: BUILDING: Use the building segment information provided in the guideline to identify building segment. If no appropriate building segment is listed, provide proposed new Building to City of Winnipeg for consideration.
Note on P13: LOCATION: Fill in the physical location of the asset e.g. Gallery XX, Tunnel XX, Basement, Upper Level, Lower Level, Mezzanine, West Wall etc. General location of the Asset. Maximum data length = 30 characters
Note on Q13: ROOM: Chlorine, Pump, Control, Motor etc. Fill in the name of the room where the Asset is located. Maximum data length = 20 characters

## WW-VALV_4W
Classification Specification Template
| Asset Type: | VALVE, Four Way
| Asset Type Code: | WW-VALV_4W
| Asset Data Record | [14 empty] | Specification Data Record
Attribute Description | ASSET_NO - Asset Number | TAGGED - Asset Tag/Name Plate | TAG ID - Tag ID | PLANT - Synergen Plant | ASSET_RECORD_TYPE - Asset Record Type | ASSET_DESC - Asset Description | ASSET_STATUS - Asset Status | DEPARTMENT - Administrative Department | AREA - Administrative Area | CRITICALITY - Asset Criticality Rating | BREAKER_NO - Breaker Number | CONTROL_PANEL - Control Panel ID Number | BUILDING - Building Number | LOCATION - Physical location of Asset | ROOM - Room (location) | MANUFACTURER - Manufacturer | MAKE - Make | MODEL_NO - Model | CAT_NO - Catalog/Spec/Type Number | SERIAL_NO - Serial Number | DATEMFR - Date of Manufacture | TYPE_VALV - Valve Type (shutoff, 2/3/4 way, diverter, control) | SIZE_VALV - Valve Size (mm, in, manufacturer code) | STYLE_END - End Style (flange, wafer, lugged, threaded, socket/butt weld) | TYPE_CTRL - Control Type (on/off, modulating) | SHOFF_TIGHT - Tight Shutoff (Y/N) | RANG_ROTN - Rotation Range (deg) | CLASS_FLNG - Flange Class (class #, PN #, lb) | SIZE_FLNG - Flange Size (mm, in, manufacturer code) | SIZE_THREAD - Thread Size (NPT, mm, in) | SIZE_SOCKET - Valve Socket or Butt Weld Diameter (mm, in) | SIZE_BOREFULL - Bore Size Full (mm, in) | SIZE_BORERED - Bore Size Reduced (mm, in) | PRESS_MAX - Rated Maximum Pressure (kPa, psi, bar) | PRESS_DIFFMAX - Rated Maximum Differential Pressure (kPad, psid, mm/in wc) | PRESS_INITSET - Initial / Bench Set Pressure (kPa, psi, bar) | TEMP_RANGOPER - Operating Temperature Range (⁰C) | TYPE_BRG - Bearing Type (ball, rolling element, manufacturer code) | TRVL_STOP - Travel Stop (Y/N) | TYPE_ACTU - Actuator Type (hand, electric, pneumatic, electro-hydraulic, manufacturer code) | FLUID_PROC - Process Fluid (fresh water, influent, grey, black, mixed liquor, sludge, effluent) | MATL_BODY - Body Construction Material (steel, stainless steel, copper, brass, cast iron) | FINISH_BODY - Body Finish (stainless, enamel, powder coated, anodized, plated) | MATL_TRIMVALV - Valve Trim Material (stainless steel, inconel, nickel) | MATL_STEM - Stem Material (stainless steel, carbon steel) | MATL_PACK - Packing Material (PTFE, graphite fibre) | MATL_BALLVALV - Valve Ball Material (316 stainless steel, carbon steel) | MATL_SEALVALV - Valve Seal Material (neoprene, nitrile, buna-n) | MATL_SEATVALV - Valve Seat Material (316 stainless steel, nylon) | AGENCY_STD - Agency or Standard (ANSI, API, ASME, AWWA) | LENGTH_ETOE - End To End (Flange) Length (mm, in) | HEIGHT - Height (mm, in) | WIDTH - Width (mm, in) | DIAM - Diameter (mm, in) | WEIGHT - Weight (kg, lb)
Note on C13: ASSET_NO: Synergen Asset ID given at time of hierarchy structure if migrated. Synergen generated if Asset data entered manually.
Note on D13: TAGGED- Name Plate: Contractors are to answer "YES" or "NO" to the question: Does the Asset have a name plate? Note: Name plates are helpful to retrieve Asset Specification Information.
Note on E13: TAG ID: Fill each cell with the unique Euipment Identifier number of the asset. E.g LDB-Y793 or S-C580 or SF-G581.MTR or XFMR-Y701 Smart numbered Tag_ID using City of Winnipeg standard format.
Note on F13: PLANT: This is a constant: Fill each cell with 01 for all assets
Note on G13: ASSET_RECORD_TYPE: For the asset type identified in column B, use validation drop down list to select appropriate Asset Type Record. E = Equipment B = Building A = Virtual (used in Asset Hierarchy Structure)
Note on H13: ASSET_DESC: Asset description should be documented in this format: Plant where Asset is located: NE-; Process building/area where Asset is located: LHW #1; Asset Tag ID: S-Y910; Common name of the asset: Refrigerated Sampler Each element must be separated by a comma and a space Example: NE, LHW #1, S-Y910, Refrigerated Sampler
Note on I13: ASSET_STATUS: Indicate if asset is active or inactive Format: Assets in service = ACTIVE Asset to be retired= INACTIVE
Note on J13: DEPARTMENT: This is a constant: Fill each cell with WWD for all assets
Note on K13: AREA: This is a constant: Fill each cell with Waste
Note on L13: CRITICALITY: Score Criticality 0-80 1 81-160 2 161-240 3 241-340 4 341-440 5 441-590 6 591-790 7 791-1040 8 1041-1300 9
Note on M13: BREAKER_NO: Breaker identification for the Asset Format: A 3 (single phase) B 1 2 3 (three phase) Where: A B C CDP etc. are the Panel ID and 1 2 3 are the breaker number within the panel Maximum data length = 12 characters
Note on N13: CONTROL_PANEL: Identify the control Panel ID Number (If applicable to the asset)
Note on O13: BUILDING: Use the building segment information provided in the guideline to identify building segment. If no appropriate building segment is listed, provide proposed new Building to City of Winnipeg for consideration.
Note on P13: LOCATION: Fill in the physical location of the asset e.g. Gallery XX, Tunnel XX, Basement, Upper Level, Lower Level, Mezzanine, West Wall etc. General location of the Asset. Maximum data length = 30 characters
Note on Q13: ROOM: Chlorine, Pump, Control, Motor etc. Fill in the name of the room where the Asset is located. Maximum data length = 20 characters