## Checking Process (hidden)
Quality Control Process | RESULTS
* Consider saving your file before performing quality control procedures. Especially if you will be performing the checking directly to the Form B - Schedule of Prices file/workbook.
General
It is recommended that you copy the Form B - Schedule of Prices sheet into the "2021 Quality Control Checks" workbook to preserve your original file.
To do this right click on the worksheet name tab with both workbooks open.
Formulas
To verify the use of the Round function in formulas - Use [Tools- Options- View], and select the formulas check box to display the formulas instead of the results. MSO 2010 - Formulas - Formula Auditing - Show Formulas
To check formula cell references - select a total/subtotal cell then use [Tools- Auditing- Trace Precedents] to graphically display the cells referenced in the formula. Subsequent traces will display referenced cells at the next level. MSO 2010 - Formulas - Formula Auditing - Trace Precedents
Validation
To check validation settings - select a cell from the "Unit Price" column that has the appropriate validation setting then use [Data - Validation] to confirm the settings. MSO 2010 - Data - Data Validation
With the confirmed cell selected, to select cells with the same validation setting) - Use [Edit, Goto- Special- Data Validation, and same] - to have Excel automatically selects all of the cells with the same validation settings as the selected cell. Use the scroll bars to view the selected cells and confirm settings are applicable. Tip: With all matching cells selected use a color fill to assist in visually identifying the cells with the same validation. MSO 2010 - Home - Editing - Find & Select - Goto
NOTE: - The Unit Price cell for Mobilization/Demobilization has its own unique Data Validation settings related to the conditions in its E-spec. It is critical that the cell reference in red in the following validation sample formula refers to the Total Bid Price Cell . =IF(AND(G45>=0.01,G45<=G53*0.05),ROUND(G45,2),0.01). Similarly the same unit price cell has Conditional Formatting and again the cell reference in red must refer to the Total Bid Price cell. =G45>G53*0.05. These references need to be checked manually. If you are not familiar with these settings they will be checked with the PW review.
Copy&Paste Checking Formulas
Copy the headings & formulas in cells J2 to O3 from the Worksheet in this Workbook titled "Pay Items" and paste at the first blank cell to the right of the "Amount" heading cell to perform further checking. Copy the formulas in cells J to O down the columns to the end of the sheet.
Locked Cells
Select all of the Cells you wish to verify are formatted as Locked except the column with the Unit Prices. Tip: Use column headings to select all columns except the "Unit Price" column which should be the only column with unlocked cells.
With these cells selected use [Format- Cells- Protection] and verify that the Locked Checkbox is selected with a black arrow. If this checkbox is grayed or has a small black square then at least one of the selected cells is not locked.
Tip: Use filters [Data- Filter- Auto filter] to assist checking by filtering to display only rows where you expect certain results. E.g.. Filter the "Approx. Quantity" column for Blanks to display only the rows where the Unit Price cells should be locked.
To check the "Unit Price" column, - the copied formula in column J; =IF(CELL("protect",ref)=1, "LOCKED", "") will display the text "LOCKED" in any referenced locked cell and will be blank in all referenced unlocked cells.
Item Code, Description, Ref, units
To compare the code, description, reference & units to the "Pay Items" master list - the copied formulas; = CLEAN(CONCATENATE(TRIM(ref),TRIM(ref),TRIM(ref),TRIM(ref))), along with; = MATCH(ref,Worksheet!,range, 0) will display the corresponding row number from the referenced worksheet if all referenced cells match exactly with one of the rows in the referenced master item worksheet range, otherwise "#N/A" will appear.
To display only the rows where no match is found (possible errors) and "#N/A" is displayed:
Select the "Match" column and use [Data- Filter- Auto filter] then select '#N/A'.
To highlight only the displayed rows use Edit, Go To…, Special, Visible Cells Only, to select only the visible cells, then with the cells still selected change the fill color. MSO 2010 - Home - Editing - Find & Select - Goto
Review these rows for acceptance based on variables supplied by the user or special pay items not listed in the master "Pay Items" sheet ( note: these should have an "E" spec reference). You might cancel filtering after highlighting to display all rows.
Manually review codes to identify codes used from the wrong grouping. Note: suffixes have been added to some codes to distinguish between similar worded descriptions that appear in different groups such as Removals, Renewals and Installations. If the wrong code is used this can have negative consequence on year end average unit price determinations.
No match will be found if the wild card character "^" is in the Form B worksheet as these have been replaced with "%" in the "Pay Items" spreadsheet to assist in identification. This includes the Codes column.
Formats
Review the results in the format columns. Use the "Numbers Formats" worksheet to confirm formats.
Final Checks
Use print preview to review titles, headers and footers, page numbering, pagination, page breaks, etc. Review pay item numbering for sequence. Review codes for suffix grouping. Confirm file name meets required format.
As a final check, with the worksheet protected try entering a unit price ( $1 helps confirm the "Amount" column formula is correct) into each and every unlocked cell. Note: if cell locking is correct you will only be able to enter prices in the appropriate unit price cells for pay items with units.
MSO 2010 (Microsoft Office 2010) - Menu - Group- Selections

## Pay Items (hidden)
CODE | ITEM | DESCRIPTION | SPEC. REF. | UNIT | APPROX. QUANTITY | UNIT PRICE | AMOUNT | COMMENTS | Locked? | Joined, Trimmed, & Cleaned for Checking | MATCH | Format F | Format G | Format H
| A | EARTH AND BASE WORKS | [6 empty] | LOCKED | EARTH AND BASE WORKS | 3 | F0 | G | F2
A001 | A.1 | Clearing and Grubbing | CW 3010-R4 | ha |  |  | 0 |  |  | A001Clearing and GrubbingCW 3010-R4ha | 4 | F3 | C2 | C2
A002 | A.2 | Stripping and Stockpiling Topsoil | CW 3110-R22 | m³ |  |  | 0 |  |  | A002Stripping and Stockpiling TopsoilCW 3110-R22m³ | 5 | F0 | C2 | C2
A003 | A.3 | Excavation | CW 3110-R22 | m³ |  |  | 0 |  |  | A003ExcavationCW 3110-R22m³ | 6 | F0 | C2 | C2
A004 | A.4 | Sub-Grade Compaction | CW 3110-R22 | m² |  |  | 0 |  |  | A004Sub-Grade CompactionCW 3110-R22m² | 7 | F0 | C2 | C2
A005 | A.5 | Supplying and Placing Suitable Site Sub-grade Material | CW 3110-R22 | m³ |  |  | 0 |  |  | A005Supplying and Placing Suitable Site Sub-grade MaterialCW 3110-R22m³ | 8 | F0 | C2 | C2
A005A | A.6 | Imported Fill Material | CW 3110-R22 | m³ |  |  | 0 |  |  | A005AImported Fill MaterialCW 3110-R22m³ | 9 | F0 | C2 | C2
A007 | A.7 | Supplying and Placing Sub-base Material | CW 3110-R22 |  |  |  |  | Sub-base material must meet specified classification requirements A, B, or C. | LOCKED | A007Supplying and Placing Sub-base MaterialCW 3110-R22 | 10 | F0 | G | C2
A007A1 | i) | 50 mm Granular A Limestone |  | tonne |  |  | 0 | By definition Recycled materials are excluded. Use on high traffic volume streets |  | A007A150 mm Granular A Limestonetonne | 11 | F0 | C2 | C2
A007A2 | i) | 50 mm Granular A ^ |  | tonne |  |  | 0 | Delete ^ or specify Aggregate (except Limestone or Concrete ) Use on high traffic volume streets |  | A007A250 mm Granular A ^tonne | 12 | F0 | C2 | C2
A007B1 | i) | 50 mm Granular B Limestone |  | tonne |  |  | 0 | Use on low traffic volume streets (Locals) & lanes |  | A007B150 mm Granular B Limestonetonne | 13 | F0 | C2 | C2
A007B2 | i) | 50 mm Granular B Recycled Concrete |  | tonne |  |  | 0 | Use on low traffic volume streets (Locals) & lanes |  | A007B250 mm Granular B Recycled Concretetonne | 14 | F0 | C2 | C2
A007B3 | i) | 50 mm Granular B ^ |  | tonne |  |  | 0 | Delete ^ or specify Aggregate (except Limestone or Recycled Concrete) Use on low traffic volume streets |  | A007B350 mm Granular B ^tonne | 15 | F0 | C2 | C2
A007C1 | i) | 50 mm Granular C Limestone |  | tonne |  |  | 0 | Use for pavement rehabs, etc. |  | A007C150 mm Granular C Limestonetonne | 16 | F0 | C2 | C2
A007C2 | i) | 50 mm Granular C Recycled Concrete |  | tonne |  |  | 0 | Use on pavement rehabs, etc. |  | A007C250 mm Granular C Recycled Concretetonne | 17 | F0 | C2 | C2
A007C3 | i) | 50 mm Granular C ^ |  | tonne |  |  | 0 | Delete ^ or specify Aggregate (except Limestone or Recycled Concrete) Use on pave rehabs, etc. |  | A007C350 mm Granular C ^tonne | 18 | F0 | C2 | C2
A008A1 | ii) | 100 mm Granular A Limestone |  | tonne |  |  | 0 | By definition Recycled materials are excluded. Use on high traffic volume streets |  | A008A1100 mm Granular A Limestonetonne | 19 | F0 | C2 | C2
A008A2 | ii) | 100 mm Granular A ^ |  | tonne |  |  | 0 | Delete ^ or specify Aggregate (except Limestone or Concrete ) Use on high traffic volume streets |  | A008A2100 mm Granular A ^tonne | 20 | F0 | C2 | C2
A008B1 | ii) | 100 mm Granular B Limestone |  | tonne |  |  | 0 | Use on low traffic volume streets (Locals) & lanes |  | A008B1100 mm Granular B Limestonetonne | 21 | F0 | C2 | C2
A008B2 | ii) | 100 mm Granular B Recycled Concrete |  | tonne |  |  | 0 | Use on low traffic volume streets (Locals) & lanes |  | A008B2100 mm Granular B Recycled Concretetonne | 22 | F0 | C2 | C2
A008B3 | ii) | 100 mm Granular B ^ |  | tonne |  |  | 0 | Delete ^ or specify Aggregate (except Limestone or Recycled Concrete) Use on low traffic volume streets |  | A008B3100 mm Granular B ^tonne | 23 | F0 | C2 | C2
A008C1 | ii) | 100 mm Granular C Limestone |  | tonne |  |  | 0 | Use for pavement rehabs, etc. |  | A008C1100 mm Granular C Limestonetonne | 24 | F0 | C2 | C2
A008C2 | ii) | 100 mm Granular C Recycled Concrete |  | tonne |  |  | 0 | Use on pavement rehabs, etc. |  | A008C2100 mm Granular C Recycled Concretetonne | 25 | F0 | C2 | C2
A008C3 | ii) | 100 mm Granular C ^ |  | tonne |  |  | 0 | Delete ^ or specify Aggregate (except Limestone or Recycled Concrete) Use on pave rehabs, etc. |  | A008C3100 mm Granular C ^tonne | 26 | F0 | C2 | C2
A010 | A.8 | Supplying and Placing Base Course Material | CW 3110-R22 |  |  |  |  | Base course material must meet specified classification requirements A, B, or C. | LOCKED | A010Supplying and Placing Base Course MaterialCW 3110-R22 | 27 | F0 | G | C2
A010A1 | i) | Base Course Material - Granular A Limestone |  | m³ |  |  | 0 | By definition Recycled materials are excluded. Use on high traffic volume streets |  | A010A1Base Course Material - Granular A Limestonem³ | 28 | F0 | C2 | C2
A010A2 | i) | Base Course Material - Granular A ^ |  | m³ |  |  | 0 | Delete ^ or specify Aggregate (except Limestone or Concrete ) Use on high traffic volume streets |  | A010A2Base Course Material - Granular A ^m³ | 29 | F0 | C2 | C2
A010B1 | i) | Base Course Material - Granular B Limestone |  | m³ |  |  | 0 | Use on low traffic volume streets (Locals) & lanes |  | A010B1Base Course Material - Granular B Limestonem³ | 30 | F0 | C2 | C2
A010B2 | i) | Base Course Material - Granular B Recycled Concrete |  | m³ |  |  | 0 | Use on low traffic volume streets (Locals) & lanes |  | A010B2Base Course Material - Granular B Recycled Concretem³ | 31 | F0 | C2 | C2
A010B3 | i) | Base Course Material - Granular B ^ |  | m³ |  |  | 0 | Delete ^ or specify Aggregate (except Limestone or Recycled Concrete) Use on low traffic volume streets |  | A010B3Base Course Material - Granular B ^m³ | 32 | F0 | C2 | C2
A010C1 | i) | Base Course Material - Granular C Limestone |  | m³ |  |  | 0 | Use for pavement rehabs, etc. |  | A010C1Base Course Material - Granular C Limestonem³ | 33 | F0 | C2 | C2
A010C2 | i) | Base Course Material - Granular C Recycled Concrete |  | m³ |  |  | 0 | Use on pavement rehabs, etc. |  | A010C2Base Course Material - Granular C Recycled Concretem³ | 34 | F0 | C2 | C2
A010C3 | i) | Base Course Material - Granular C ^ |  | m³ |  |  | 0 | Delete ^ or specify Aggregate (except Limestone or Recycled Concrete) Use on pave rehabs, etc. |  | A010C3Base Course Material - Granular C ^m³ | 35 | F0 | C2 | C2
A011 | A.9 | Asphalt Cuttings Base Course Material | CW 3110-R22 | m³ |  |  | 0 |  |  | A011Asphalt Cuttings Base Course MaterialCW 3110-R22m³ | 36 | F0 | C2 | C2
A012 | A.10 | Grading of Boulevards | CW 3110-R22 | m² |  |  | 0 |  |  | A012Grading of BoulevardsCW 3110-R22m² | 37 | F0 | C2 | C2
A013 | A.11 | Ditch Grading | CW 3110-R22 | m² |  |  | 0 |  |  | A013Ditch GradingCW 3110-R22m² | 38 | F0 | C2 | C2
A014 | A.12 | Boulevard Excavation | CW 3110-R22 | m³ |  |  | 0 |  |  | A014Boulevard ExcavationCW 3110-R22m³ | 39 | F0 | C2 | C2
A015 | A.13 | Ditch Excavation | CW 3110-R22 | m³ |  |  | 0 |  |  | A015Ditch ExcavationCW 3110-R22m³ | 40 | F0 | C2 | C2
A016 | A.14 | Removal of Existing Concrete Bases | CW 3110-R22 | [5 empty] | LOCKED | A016Removal of Existing Concrete BasesCW 3110-R22 | 41 | F0 | G | C2
A017 | i) | 600 mm Diameter or Less |  | each |  |  | 0 |  |  | A017600 mm Diameter or Lesseach | 42 | F0 | C2 | C2
A018 | ii) | Greater than 600 mm Diameter |  | each |  |  | 0 |  |  | A018Greater than 600 mm Diametereach | 43 | F0 | C2 | C2
A020 | A.15 | Supplying and Placing Lime | CW 3110-R22 | tonne |  |  | 0 |  |  | A020Supplying and Placing LimeCW 3110-R22tonne | 44 | F0 | C2 | C2
A021 | A.16 | Supplying and Placing Portland Cement | CW 3110-R22 | tonne |  |  | 0 |  |  | A021Supplying and Placing Portland CementCW 3110-R22tonne | 45 | F0 | C2 | C2
A022 | A.17 | Geotextile Fabric | CW 3130-R5 | [5 empty] | LOCKED | A022Geotextile FabricCW 3130-R5 | 46 | F0 | C2 | C2
A022A1 | i) | Separation Fabric |  | m² |  |  | 0 |  |  | A022A1Separation Fabricm² | 47 | F0 | C2 | C2
A022A2 | ii) | Separation/Filtration Fabric |  | m² |  |  | 0 |  |  | A022A2Separation/Filtration Fabricm² | 48 | F0 | C2 | C2
A022A3 | iii) | Stabilization Fabric |  | m² |  |  | 0 |  |  | A022A3Stabilization Fabricm² | 49 | F0 | C2 | C2
A022A4 | A.18 | Supply and Install Geogrid | CW 3135-R2 | [5 empty] | LOCKED | A022A4Supply and Install GeogridCW 3135-R2 | 50 | F0 | G | C2
A022A5 | i) | Class A Geogrid |  | m² |  |  | 0 |  |  | A022A5Class A Geogridm² | 51 | F0 | C2 | C2
A022A6 | ii) | Class B Geogrid |  | m² |  |  | 0 |  |  | A022A6Class B Geogridm² | 52 | F0 | C2 | C2
A022A7 | iii) | Geotextile/Class A Geogrid Composite |  | m² |  |  | 0 |  |  | A022A7Geotextile/Class A Geogrid Compositem² | 53 | F0 | C2 | C2
A022A8 | iv) | Geotextile/Class B Geogrid Composite |  | m² |  |  | 0 |  |  | A022A8Geotextile/Class B Geogrid Compositem² | 54 | F0 | C2 | C2
A023 | A.19 | Preparation of Existing Roadway | CW 3150-R4 | m² |  |  | 0 |  |  | A023Preparation of Existing RoadwayCW 3150-R4m² | 55 | F0 | C2 | C2
A024 | A.20 | Surfacing Material | CW 3150-R4 | [5 empty] | LOCKED | A024Surfacing MaterialCW 3150-R4 | 56 | F0 | G | C2
A025 | i) | Granular |  | tonne |  |  | 0 |  |  | A025Granulartonne | 57 | F0 | C2 | C2
A026 | ii) | Limestone |  | tonne |  |  | 0 |  |  | A026Limestonetonne | 58 | F0 | C2 | C2
A027 | A.21 | Topsoil Excavation | CW 3170-R3 | m³ |  |  | 0 |  |  | A027Topsoil ExcavationCW 3170-R3m³ | 59 | F0 | C2 | C2
A028 | A.22 | Common Excavation- Suitable site material | CW 3170-R3 | m³ |  |  | 0 |  |  | A028Common Excavation- Suitable site materialCW 3170-R3m³ | 60 | F0 | C2 | C2
A029 | A.23 | Common Excavation- Unsuitable site material | CW 3170-R3 | m³ |  |  | 0 |  |  | A029Common Excavation- Unsuitable site materialCW 3170-R3m³ | 61 | F0 | C2 | C2
A030 | A.24 | Fill Material | CW 3170-R3 | [5 empty] | LOCKED | A030Fill MaterialCW 3170-R3 | 62 | F0 | G | C2
A031 | i) | Placing Suitable Site Material |  | m³ |  |  | 0 |  |  | A031Placing Suitable Site Materialm³ | 63 | F0 | C2 | C2
A032 | ii) | Supplying and Placing Clay Borrow Material |  | m³ |  |  | 0 |  |  | A032Supplying and Placing Clay Borrow Materialm³ | 64 | F0 | C2 | C2
A033 | iii) | Supplying and Placing Imported Material |  | m³ |  |  | 0 |  |  | A033Supplying and Placing Imported Materialm³ | 65 | F0 | C2 | C2
A034 | A.25 | Preparation of Existing Ground Surface | CW 3170-R3 | m² |  |  | 0 |  |  | A034Preparation of Existing Ground SurfaceCW 3170-R3m² | 66 | F0 | C2 | C2
A034 | = | LAST USED CODE FOR SECTION |  |  |  |  | 0 |  | LOCKED | A034LAST USED CODE FOR SECTION | 67 | F0 | G | C2
| B | ROADWORK - REMOVALS/RENEWALS | [6 empty] | LOCKED | ROADWORK - REMOVALS/RENEWALS | 68 | F0 | G | F2
B001 | B.1 | Pavement Removal | CW 3110-R22 | [5 empty] | LOCKED | B001Pavement RemovalCW 3110-R22 | 69 | F0 | G | C2
B002 | i) | Concrete Pavement |  | m² |  |  | 0 |  |  | B002Concrete Pavementm² | 70 | F0 | C2 | C2
B003 | ii) | Asphalt Pavement |  | m² |  |  | 0 |  |  | B003Asphalt Pavementm² | 71 | F0 | C2 | C2
B004 | B.2 | Slab Replacement | CW 3230-R8 | [5 empty] | LOCKED | B004Slab ReplacementCW 3230-R8 | 72 | F0 | G | C2
B005 | i) | 250 mm Type ^ Concrete Pavement (Reinforced) |  | m² |  |  | 0 |  |  | B005250 mm Type ^ Concrete Pavement (Reinforced)m² | 73 | F0 | C2 | C2
B007 | ii) | 250 mm Type ^ Concrete Pavement (Plain-Dowelled) |  | m² |  |  | 0 |  |  | B007250 mm Type ^ Concrete Pavement (Plain-Dowelled)m² | 74 | F0 | C2 | C2
B008 | iii) | 230 mm Type ^ Concrete Pavement (Reinforced) |  | m² |  |  | 0 |  |  | B008230 mm Type ^ Concrete Pavement (Reinforced)m² | 75 | F0 | C2 | C2
B010 | iv) | 230 mm Type ^ Concrete Pavement (Plain-Dowelled) |  | m² |  |  | 0 |  |  | B010230 mm Type ^ Concrete Pavement (Plain-Dowelled)m² | 76 | F0 | C2 | C2
B011 | v) | 200 mm Type ^ Concrete Pavement (Reinforced) |  | m² |  |  | 0 |  |  | B011200 mm Type ^ Concrete Pavement (Reinforced)m² | 77 | F0 | C2 | C2
B013 | vi) | 200 mm Type ^ Concrete Pavement (Plain-Dowelled) |  | m² |  |  | 0 |  |  | B013200 mm Type ^ Concrete Pavement (Plain-Dowelled)m² | 78 | F0 | C2 | C2
B014 | vii) | 150 mm Type ^ Concrete Pavement (Reinforced) |  | m² |  |  | 0 |  |  | B014150 mm Type ^ Concrete Pavement (Reinforced)m² | 79 | F0 | C2 | C2
B016 | viii) | 150 mm Type ^ Concrete Pavement (Plain-Dowelled) |  | m² |  |  | 0 |  |  | B016150 mm Type ^ Concrete Pavement (Plain-Dowelled)m² | 80 | F0 | C2 | C2
B017 | B.3 | Partial Slab Patches | CW 3230-R8 | [5 empty] | LOCKED | B017Partial Slab PatchesCW 3230-R8 | 81 | F0 | G | C2
B018 | i) | 250 mm Type ^ Concrete Pavement (Type A) |  | m² |  |  | 0 |  |  | B018250 mm Type ^ Concrete Pavement (Type A)m² | 82 | F0 | C2 | C2
B019 | ii) | 250 mm Type ^ Concrete Pavement (Type B) |  | m² |  |  | 0 |  |  | B019250 mm Type ^ Concrete Pavement (Type B)m² | 83 | F0 | C2 | C2
B020 | iii) | 250 mm Type ^ Concrete Pavement (Type C) |  | m² |  |  | 0 |  |  | B020250 mm Type ^ Concrete Pavement (Type C)m² | 84 | F0 | C2 | C2
B021 | iv) | 250 mm Type ^ Concrete Pavement (Type D) |  | m² |  |  | 0 |  |  | B021250 mm Type ^ Concrete Pavement (Type D)m² | 85 | F0 | C2 | C2
B022 | v) | 230 mm Type ^ Concrete Pavement (Type A) |  | m² |  |  | 0 |  |  | B022230 mm Type ^ Concrete Pavement (Type A)m² | 86 | F0 | C2 | C2
B023 | vi) | 230 mm Type ^ Concrete Pavement (Type B) |  | m² |  |  | 0 |  |  | B023230 mm Type ^ Concrete Pavement (Type B)m² | 87 | F0 | C2 | C2
B024 | vii) | 230 mm Type ^ Concrete Pavement (Type C) |  | m² |  |  | 0 |  |  | B024230 mm Type ^ Concrete Pavement (Type C)m² | 88 | F0 | C2 | C2
B025 | viii) | 230 mm Type ^ Concrete Pavement (Type D) |  | m² |  |  | 0 |  |  | B025230 mm Type ^ Concrete Pavement (Type D)m² | 89 | F0 | C2 | C2
B026 | ix) | 200 mm Type ^ Concrete Pavement (Type A) |  | m² |  |  | 0 |  |  | B026200 mm Type ^ Concrete Pavement (Type A)m² | 90 | F0 | C2 | C2
B027 | x) | 200 mm Type ^ Concrete Pavement (Type B) |  | m² |  |  | 0 |  |  | B027200 mm Type ^ Concrete Pavement (Type B)m² | 91 | F0 | C2 | C2
B028 | xi) | 200 mm Type ^ Concrete Pavement (Type C) |  | m² |  |  | 0 |  |  | B028200 mm Type ^ Concrete Pavement (Type C)m² | 92 | F0 | C2 | C2
B029 | xii) | 200 mm Type ^ Concrete Pavement (Type D) |  | m² |  |  | 0 |  |  | B029200 mm Type ^ Concrete Pavement (Type D)m² | 93 | F0 | C2 | C2
B030 | xiii) | 150 mm Type ^ Concrete Pavement (Type A) |  | m² |  |  | 0 |  |  | B030150 mm Type ^ Concrete Pavement (Type A)m² | 94 | F0 | C2 | C2
B031 | xiv) | 150 mm Type ^ Concrete Pavement (Type B) |  | m² |  |  | 0 |  |  | B031150 mm Type ^ Concrete Pavement (Type B)m² | 95 | F0 | C2 | C2
B032 | xv) | 150 mm Type ^ Concrete Pavement (Type C) |  | m² |  |  | 0 |  |  | B032150 mm Type ^ Concrete Pavement (Type C)m² | 96 | F0 | C2 | C2
B033 | xvi) | 150 mm Type ^ Concrete Pavement (Type D) |  | m² |  |  | 0 |  |  | B033150 mm Type ^ Concrete Pavement (Type D)m² | 97 | F0 | C2 | C2
B034-24 | B.4 | Slab Replacement - Early Opening (24 hour) | CW 3230-R8 | [5 empty] | LOCKED | B034-24Slab Replacement - Early Opening (24 hour)CW 3230-R8 | 98 | F0 | G | C2
B035-24 | i) | 250 mm Type 3 Concrete Pavement (Reinforced) |  | m² |  |  | 0 |  |  | B035-24250 mm Type 3 Concrete Pavement (Reinforced)m² | 99 | F0 | C2 | C2
B037-24 | ii) | 250 mm Type 3 Concrete Pavement (Plain-Dowelled) |  | m² |  |  | 0 |  |  | B037-24250 mm Type 3 Concrete Pavement (Plain-Dowelled)m² | 100 | F0 | C2 | C2
B038-24 | iii) | 230 mm Type 3 Concrete Pavement (Reinforced) |  | m² |  |  | 0 |  |  | B038-24230 mm Type 3 Concrete Pavement (Reinforced)m² | 101 | F0 | C2 | C2
B040-24 | iv) | 230 mm Type 3 Concrete Pavement (Plain-Dowelled) |  | m² |  |  | 0 |  |  | B040-24230 mm Type 3 Concrete Pavement (Plain-Dowelled)m² | 102 | F0 | C2 | C2
B041-24 | v) | 200 mm Type 3 Concrete Pavement (Reinforced) |  | m² |  |  | 0 |  |  | B041-24200 mm Type 3 Concrete Pavement (Reinforced)m² | 103 | F0 | C2 | C2
B043-24 | vi) | 200 mm Type 3 Concrete Pavement (Plain-Dowelled) |  | m² |  |  | 0 |  |  | B043-24200 mm Type 3 Concrete Pavement (Plain-Dowelled)m² | 104 | F0 | C2 | C2
B044-24 | vii) | 150 mm Type 3 Concrete Pavement (Reinforced) |  | m² |  |  | 0 |  |  | B044-24150 mm Type 3 Concrete Pavement (Reinforced)m² | 105 | F0 | C2 | C2
B046-24 | viii) | 150 mm Type 3 Concrete Pavement (Plain-Dowelled) |  | m² |  |  | 0 |  |  | B046-24150 mm Type 3 Concrete Pavement (Plain-Dowelled)m² | 106 | F0 | C2 | C2
B047-24 | B.5 | Partial Slab Patches - Early Opening (24 hour) | CW 3230-R8 | [5 empty] | LOCKED | B047-24Partial Slab Patches - Early Opening (24 hour)CW 3230-R8 | 107 | F0 | G | C2
B048-24 | i) | 250 mm Type 3 Concrete Pavement (Type A) |  | m² |  |  | 0 |  |  | B048-24250 mm Type 3 Concrete Pavement (Type A)m² | 108 | F0 | C2 | C2
B049-24 | ii) | 250 mm Type 3 Concrete Pavement (Type B) |  | m² |  |  | 0 |  |  | B049-24250 mm Type 3 Concrete Pavement (Type B)m² | 109 | F0 | C2 | C2
B050-24 | iii) | 250 mm Type 3 Concrete Pavement (Type C) |  | m² |  |  | 0 |  |  | B050-24250 mm Type 3 Concrete Pavement (Type C)m² | 110 | F0 | C2 | C2
B051-24 | iv) | 250 mm Type 3 Concrete Pavement (Type D) |  | m² |  |  | 0 |  |  | B051-24250 mm Type 3 Concrete Pavement (Type D)m² | 111 | F0 | C2 | C2
B052-24 | v) | 230 mm Type 3 Concrete Pavement (Type A) |  | m² |  |  | 0 |  |  | B052-24230 mm Type 3 Concrete Pavement (Type A)m² | 112 | F0 | C2 | C2
B053-24 | vi) | 230 mm Type 3 Concrete Pavement (Type B) |  | m² |  |  | 0 |  |  | B053-24230 mm Type 3 Concrete Pavement (Type B)m² | 113 | F0 | C2 | C2
B054-24 | vii) | 230 mm Type 3 Concrete Pavement (Type C) |  | m² |  |  | 0 |  |  | B054-24230 mm Type 3 Concrete Pavement (Type C)m² | 114 | F0 | C2 | C2
B055-24 | viii) | 230 mm Type 3 Concrete Pavement (Type D) |  | m² |  |  | 0 |  |  | B055-24230 mm Type 3 Concrete Pavement (Type D)m² | 115 | F0 | C2 | C2
B056-24 | ix) | 200 mm Type 3 Concrete Pavement (Type A) |  | m² |  |  | 0 |  |  | B056-24200 mm Type 3 Concrete Pavement (Type A)m² | 116 | F0 | C2 | C2
B057-24 | x) | 200 mm Type 3 Concrete Pavement (Type B) |  | m² |  |  | 0 |  |  | B057-24200 mm Type 3 Concrete Pavement (Type B)m² | 117 | F0 | C2 | C2
B058-24 | xi) | 200 mm Type 3 Concrete Pavement (Type C) |  | m² |  |  | 0 |  |  | B058-24200 mm Type 3 Concrete Pavement (Type C)m² | 118 | F0 | C2 | C2
B059-24 | xii) | 200 mm Type 3 Concrete Pavement (Type D) |  | m² |  |  | 0 |  |  | B059-24200 mm Type 3 Concrete Pavement (Type D)m² | 119 | F0 | C2 | C2
B060-24 | xiii) | 150 mm Type 3 Concrete Pavement (Type A) |  | m² |  |  | 0 |  |  | B060-24150 mm Type 3 Concrete Pavement (Type A)m² | 120 | F0 | C2 | C2
B061-24 | xiv) | 150 mm Type 3 Concrete Pavement (Type B) |  | m² |  |  | 0 |  |  | B061-24150 mm Type 3 Concrete Pavement (Type B)m² | 121 | F0 | C2 | C2
B062-24 | xv) | 150 mm Type 3 Concrete Pavement (Type C) |  | m² |  |  | 0 |  |  | B062-24150 mm Type 3 Concrete Pavement (Type C)m² | 122 | F0 | C2 | C2
B063-24 | xvi) | 150 mm Type 3 Concrete Pavement (Type D) |  | m² |  |  | 0 |  |  | B063-24150 mm Type 3 Concrete Pavement (Type D)m² | 123 | F0 | C2 | C2
B064-72 | B.6 | Slab Replacement - Early Opening (72 hour) | CW 3230-R8 | [5 empty] | LOCKED | B064-72Slab Replacement - Early Opening (72 hour)CW 3230-R8 | 124 | F0 | G | C2
B065-72 | i) | 250 mm Type 4 Concrete Pavement (Reinforced) |  | m² |  |  | 0 |  |  | B065-72250 mm Type 4 Concrete Pavement (Reinforced)m² | 125 | F0 | C2 | C2
B067-72 | ii) | 250 mm Type 4 Concrete Pavement (Plain-Dowelled) |  | m² |  |  | 0 |  |  | B067-72250 mm Type 4 Concrete Pavement (Plain-Dowelled)m² | 126 | F0 | C2 | C2
B068-72 | iii) | 230 mm Type 4 Concrete Pavement (Reinforced) |  | m² |  |  | 0 |  |  | B068-72230 mm Type 4 Concrete Pavement (Reinforced)m² | 127 | F0 | C2 | C2
B070-72 | iv) | 230 mm Type 4 Concrete Pavement (Plain-Dowelled) |  | m² |  |  | 0 |  |  | B070-72230 mm Type 4 Concrete Pavement (Plain-Dowelled)m² | 128 | F0 | C2 | C2
B071-72 | v) | 200 mm Type 4 Concrete Pavement (Reinforced) |  | m² |  |  | 0 |  |  | B071-72200 mm Type 4 Concrete Pavement (Reinforced)m² | 129 | F0 | C2 | C2
B073-72 | vi) | 200 mm Type 4 Concrete Pavement (Plain-Dowelled) |  | m² |  |  | 0 |  |  | B073-72200 mm Type 4 Concrete Pavement (Plain-Dowelled)m² | 130 | F0 | C2 | C2
B074-72 | vii) | 150 mm Type 4 Concrete Pavement (Reinforced) |  | m² |  |  | 0 |  |  | B074-72150 mm Type 4 Concrete Pavement (Reinforced)m² | 131 | F0 | C2 | C2
B076-72 | viii) | 150 mm Type 4 Concrete Pavement (Plain-Dowelled) |  | m² |  |  | 0 |  |  | B076-72150 mm Type 4 Concrete Pavement (Plain-Dowelled)m² | 132 | F0 | C2 | C2
B077-72 | B.7 | Partial Slab Patches - Early Opening (72 hour) | CW 3230-R8 | [5 empty] | LOCKED | B077-72Partial Slab Patches - Early Opening (72 hour)CW 3230-R8 | 133 | F0 | G | C2
B078-72 | i) | 250 mm Type 4 Concrete Pavement (Type A) |  | m² |  |  | 0 |  |  | B078-72250 mm Type 4 Concrete Pavement (Type A)m² | 134 | F0 | C2 | C2
B079-72 | ii) | 250 mm Type 4 Concrete Pavement (Type B) |  | m² |  |  | 0 |  |  | B079-72250 mm Type 4 Concrete Pavement (Type B)m² | 135 | F0 | C2 | C2
B080-72 | iii) | 250 mm Type 4 Concrete Pavement (Type C) |  | m² |  |  | 0 |  |  | B080-72250 mm Type 4 Concrete Pavement (Type C)m² | 136 | F0 | C2 | C2
B081-72 | iv) | 250 mm Type 4 Concrete Pavement (Type D) |  | m² |  |  | 0 |  |  | B081-72250 mm Type 4 Concrete Pavement (Type D)m² | 137 | F0 | C2 | C2
B082-72 | v) | 230 mm Type 4 Concrete Pavement (Type A) |  | m² |  |  | 0 |  |  | B082-72230 mm Type 4 Concrete Pavement (Type A)m² | 138 | F0 | C2 | C2
B083-72 | vi) | 230 mm Type 4 Concrete Pavement (Type B) |  | m² |  |  | 0 |  |  | B083-72230 mm Type 4 Concrete Pavement (Type B)m² | 139 | F0 | C2 | C2
B084-72 | vii) | 230 mm Type 4 Concrete Pavement (Type C) |  | m² |  |  | 0 |  |  | B084-72230 mm Type 4 Concrete Pavement (Type C)m² | 140 | F0 | C2 | C2
B085-72 | viii) | 230 mm Type 4 Concrete Pavement (Type D) |  | m² |  |  | 0 |  |  | B085-72230 mm Type 4 Concrete Pavement (Type D)m² | 141 | F0 | C2 | C2
B086-72 | ix) | 200 mm Type 4 Concrete Pavement (Type A) |  | m² |  |  | 0 |  |  | B086-72200 mm Type 4 Concrete Pavement (Type A)m² | 142 | F0 | C2 | C2
B087-72 | x) | 200 mm Type 4 Concrete Pavement (Type B) |  | m² |  |  | 0 |  |  | B087-72200 mm Type 4 Concrete Pavement (Type B)m² | 143 | F0 | C2 | C2
B088-72 | xi) | 200 mm Type 4 Concrete Pavement (Type C) |  | m² |  |  | 0 |  |  | B088-72200 mm Type 4 Concrete Pavement (Type C)m² | 144 | F0 | C2 | C2
B089-72 | xii) | 200 mm Type 4 Concrete Pavement (Type D) |  | m² |  |  | 0 |  |  | B089-72200 mm Type 4 Concrete Pavement (Type D)m² | 145 | F0 | C2 | C2
B090-72 | xiii) | 150 mm Type 4 Concrete Pavement (Type A) |  | m² |  |  | 0 |  |  | B090-72150 mm Type 4 Concrete Pavement (Type A)m² | 146 | F0 | C2 | C2
B091-72 | xiv) | 150 mm Type 4 Concrete Pavement (Type B) |  | m² |  |  | 0 |  |  | B091-72150 mm Type 4 Concrete Pavement (Type B)m² | 147 | F0 | C2 | C2
B092-72 | xv) | 150 mm Type 4 Concrete Pavement (Type C) |  | m² |  |  | 0 |  |  | B092-72150 mm Type 4 Concrete Pavement (Type C)m² | 148 | F0 | C2 | C2
B093-72 | xvi) | 150 mm Type 4 Concrete Pavement (Type D) |  | m² |  |  | 0 |  |  | B093-72150 mm Type 4 Concrete Pavement (Type D)m² | 149 | F0 | C2 | C2
B093A | B.8 | Partial Depth Planing of Existing Joints | E16 | m² |  |  | 0 | Also pays for planing component where partial depth patching cannot be completed. |  | B093APartial Depth Planing of Existing Jointsm² | 150 | F0 | C2 | C2
B093B | B.9 | Asphalt Patching of Partial Depth Joints | E16 | m² |  |  | 0 |  |  | B093BAsphalt Patching of Partial Depth Jointsm² | 151 | F0 | C2 | C2
B094 | B.10 | Drilled Dowels | CW 3230-R8 | [5 empty] | LOCKED | B094Drilled DowelsCW 3230-R8 | 152 | F0 | G | C2
B095 | i) | 19.1 mm Diameter |  | each |  |  | 0 |  |  | B09519.1 mm Diametereach | 153 | F0 | C2 | C2
B096 | ii) | 28.6 mm Diameter |  | each |  |  | 0 |  |  | B09628.6 mm Diametereach | 154 | F0 | C2 | C2
B097 | B.11 | Drilled Tie Bars | CW 3230-R8 | [5 empty] | LOCKED | B097Drilled Tie BarsCW 3230-R8 | 155 | F0 | G | C2
B097A | i) | 15 M Deformed Tie Bar |  | each |  |  | 0 |  |  | B097A15 M Deformed Tie Bareach | 156 | F0 | C2 | C2
B098 | ii) | 20 M Deformed Tie Bar |  | each |  |  | 0 |  |  | B09820 M Deformed Tie Bareach | 157 | F0 | C2 | C2
B099 | iii) | 25 M Deformed Tie Bar |  | each |  |  | 0 |  |  | B09925 M Deformed Tie Bareach | 158 | F0 | C2 | C2
B100r | B.12 | Miscellaneous Concrete Slab Removal | CW 3235-R9 | [5 empty] | LOCKED | B100rMiscellaneous Concrete Slab RemovalCW 3235-R9 | 159 | F0 | G | C2
B101r | i) | Median Slab |  | m² |  |  | 0 |  |  | B101rMedian Slabm² | 160 | F0 | C2 | C2
B102r | ii) | Monolithic Median Slab |  | m² |  |  | 0 |  |  | B102rMonolithic Median Slabm² | 161 | F0 | C2 | C2
B103r | iii) | Safety Median |  | m² |  |  | 0 |  |  | B103rSafety Medianm² | 162 | F0 | C2 | C2
B104r | iv) | 100 mm Sidewalk |  | m² |  |  | 0 |  |  | B104r100 mm Sidewalkm² | 163 | F0 | C2 | C2
B104rA | v) | 150 mm Reinforced Sidewalk |  | m² |  |  | 0 |  |  | B104rA150 mm Reinforced Sidewalkm² | 164 | F0 | C2 | C2
B105r | vi) | Bullnose |  | m² |  |  | 0 |  |  | B105rBullnosem² | 165 | F0 | C2 | C2
B106r | vii) | Monolithic Curb and Sidewalk |  | m² |  |  | 0 |  |  | B106rMonolithic Curb and Sidewalkm² | 166 | F0 | C2 | C2
B107i | B.13 | Miscellaneous Concrete Slab Installation | CW 3235-R9 | [5 empty] | LOCKED | B107iMiscellaneous Concrete Slab InstallationCW 3235-R9 | 167 | F0 | G | C2
B108i | i) | Type ^ Concrete Median Slab | SD-227A | m² |  |  | 0 |  |  | B108iType ^ Concrete Median SlabSD-227Am² | 168 | F0 | C2 | C2
B109i | ii) | Type ^ Concrete Monolithic Median Slab | SD-226A | m² |  |  | 0 |  |  | B109iType ^ Concrete Monolithic Median SlabSD-226Am² | 169 | F0 | C2 | C2
B110i | iii) | Type ^ Concrete Safety Median | SD-226B | m² |  |  | 0 |  |  | B110iType ^ Concrete Safety MedianSD-226Bm² | 170 | F0 | C2 | C2
B111i | iv) | Type ^ Concrete 100 mm Sidewalk | SD-228A | m² |  |  | 0 |  |  | B111iType ^ Concrete 100 mm SidewalkSD-228Am² | 171 | F0 | C2 | C2
B111iA | v) | Type ^ Concrete 150 mm Reinforced Sidewalk |  | m² |  |  | 0 |  |  | B111iAType ^ Concrete 150 mm Reinforced Sidewalkm² | 172 | F0 | C2 | C2
B112i | vi) | Type ^ Concrete Bullnose | SD-227C | m² |  |  | 0 |  |  | B112iType ^ Concrete BullnoseSD-227Cm² | 173 | F0 | C2 | C2
B113i | vii) | Type ^ Concrete Monolithic Curb and Sidewalk | SD-228B | m² |  |  | 0 | Standard Detail must be Referenced |  | B113iType ^ Concrete Monolithic Curb and SidewalkSD-228Bm² | 174 | F0 | C2 | C2
B114A | B.14 | Type ^ Concrete 100 mm Sidewalk with Block Outs | E18 | m² |  |  | 0 | Note: if renewing Sidewalk with Block Outs it is recommended that removal simply be paid for as Sidewalk Removal. |  | B114AType ^ Concrete 100 mm Sidewalk with Block Outsm² | 175 | F0 | C2 | C2
B114B | B.15 | Type ^ Concrete 150 mm Sidewalk with Block Outs | E18 | m² |  |  | 0 |  |  | B114BType ^ Concrete 150 mm Sidewalk with Block Outsm² | 176 | F0 | C2 | C2
B114C | B.16 | Type ^ Concrete Monolithic Curb and 100 mm Sidewalk with Block Outs ^ | E18 | m² |  |  | 0 | ^ Reveal Height and Concrete Type |  | B114CType ^ Concrete Monolithic Curb and 100 mm Sidewalk with Block Outs ^m² | 177 | F0 | C2 | C2
B114D | B.17 | Type ^ Concrete Monolithic Curb and 150 mm Sidewalk with Block Outs ^ | E18 | m² |  |  | 0 | ^ Reveal Height and Concrete Type |  | B114DType ^ Concrete Monolithic Curb and 150 mm Sidewalk with Block Outs ^m² | 178 | F0 | C2 | C2
B114E | B.18 | Paving Stone Indicator Surfaces | E19 | m² |  |  | 0 |  |  | B114EPaving Stone Indicator Surfacesm² | 179 | F0 | C2 | C2
B114rl | B.19 | Miscellaneous Concrete Slab Renewal | CW 3235-R9 | [5 empty] | LOCKED | B114rlMiscellaneous Concrete Slab RenewalCW 3235-R9 | 180 | F0 | G | C2
B115rl | i) | Type ^ Concrete Median Slab | SD-227A | m² |  |  | 0 |  |  | B115rlType ^ Concrete Median SlabSD-227Am² | 181 | F0 | C2 | C2
B116rl | ii) | Type ^ Concrete Monolithic Median Slab | SD-226A | m² |  |  | 0 |  |  | B116rlType ^ Concrete Monolithic Median SlabSD-226Am² | 182 | F0 | C2 | C2
B117rl | iii) | Type ^ Concrete Safety Median | SD-226B | m² |  |  | 0 |  |  | B117rlType ^ Concrete Safety MedianSD-226Bm² | 183 | F0 | C2 | C2
B118rl | iv) | 100 mm Type ^ Concrete Sidewalk | SD-228A | [5 empty] | LOCKED | B118rl100 mm Type ^ Concrete SidewalkSD-228A | 184 | F0 | G | C2
B119rl | a) | Less than 5 sq.m. |  | m² |  |  | 0 |  |  | B119rlLess than 5 sq.m.m² | 185 | F0 | C2 | C2
B120rl | b) | 5 sq.m. to 20 sq.m. |  | m² |  |  | 0 |  |  | B120rl5 sq.m. to 20 sq.m.m² | 186 | F0 | C2 | C2
B121rl | c) | Greater than 20 sq.m. |  | m² |  |  | 0 |  |  | B121rlGreater than 20 sq.m.m² | 187 | F0 | C2 | C2
B121rlA | v) | 150 mm Type ^ Concrete Reinforced Sidewalk | [6 empty] | LOCKED | B121rlA150 mm Type ^ Concrete Reinforced Sidewalk | 188 | F0 | C2 | C2
B121rlB | a) | Less than 5 sq.m. |  | m² |  |  | 0 |  |  | B121rlBLess than 5 sq.m.m² | 189 | F0 | C2 | C2
B121rlC | b) | 5 sq.m. to 20 sq.m. |  | m² |  |  | 0 |  |  | B121rlC5 sq.m. to 20 sq.m.m² | 190 | F0 | C2 | C2
B121rlD | c) | Greater than 20 sq.m. |  | m² |  |  | 0 |  |  | B121rlDGreater than 20 sq.m.m² | 191 | F0 | C2 | C2
B122rl | vi) | Type ^ Concrete Bullnose | SD-227C | m² |  |  | 0 |  |  | B122rlType ^ Concrete BullnoseSD-227Cm² | 192 | F0 | C2 | C2
B123rl | vii) | Type ^ Concrete Monolithic Curb and Sidewalk | SD-228B | m² |  |  | 0 | Standard Detail must be Referenced |  | B123rlType ^ Concrete Monolithic Curb and SidewalkSD-228Bm² | 193 | F0 | C2 | C2
B124 | B.20 | Adjustment of Precast Sidewalk Blocks | CW 3235-R9 | m² |  |  | 0 |  |  | B124Adjustment of Precast Sidewalk BlocksCW 3235-R9m² | 194 | F0 | C2 | C2
B125 | B.21 | Supply of Precast Sidewalk Blocks | CW 3235-R9 | m² |  |  | 0 |  |  | B125Supply of Precast Sidewalk BlocksCW 3235-R9m² | 195 | F0 | C2 | C2
B125A | B.22 | Removal of Precast Sidewalk Blocks | CW 3235-R9 | m² |  |  | 0 |  |  | B125ARemoval of Precast Sidewalk BlocksCW 3235-R9m² | 196 | F0 | C2 | C2
B126r | B.23 | Concrete Curb Removal | CW 3240-R10 | [5 empty] | LOCKED | B126rConcrete Curb RemovalCW 3240-R10 | 197 | F0 | G | C2
B127r | i) | Barrier ^ |  | m |  |  | 0 | ^ Integral or Separate |  | B127rBarrier ^m | 198 | F0 | C2 | C2
B127rA | i)* | Barrier Integral |  | m |  |  | 0 | ^ Integral or Separate |  | B127rABarrier Integralm | 199 | F0 | C2 | C2
B127rB | i)* | Barrier Separate |  | m |  |  | 0 | ^ Integral or Separate |  | B127rBBarrier Separatem | 200 | F0 | C2 | C2
B128r | ii) | Modified Barrier ^ |  | m |  |  | 0 | ^ Integral or Separate |  | B128rModified Barrier ^m | 201 | F0 | C2 | C2
B129r | iii) | Curb and Gutter |  | m |  |  | 0 |  |  | B129rCurb and Gutterm | 202 | F0 | C2 | C2
B130r | iv) | Mountable Curb |  | m |  |  | 0 |  |  | B130rMountable Curbm | 203 | F0 | C2 | C2
B131r | v) | Lip Curb | SD-202C | m |  |  | 0 | Removed by Planing |  | B131rLip CurbSD-202Cm | 204 | F0 | C2 | C2
B132r | vi) | Curb Ramp |  | m |  |  | 0 |  |  | B132rCurb Rampm | 205 | F0 | C2 | C2
B133r | vii) | Safety Curb |  | m |  |  | 0 |  |  | B133rSafety Curbm | 206 | F0 | C2 | C2
B134r | viii) | Splash Strip ^ |  | m |  |  | 0 | ^ Monolithic or Separate |  | B134rSplash Strip ^m | 207 | F0 | C2 | C2
B134rA | viii)* | Splash Strip Monolithic |  | m |  |  | 0 |  |  | B134rASplash Strip Monolithicm | 208 | F0 | C2 | C2
B134rB | viii)* | Splash Strip Separate |  | m |  |  | 0 |  |  | B134rBSplash Strip Separatem | 209 | F0 | C2 | C2
B135i | B.24 | Concrete Curb Installation | CW 3240-R10 | [5 empty] | LOCKED | B135iConcrete Curb InstallationCW 3240-R10 | 210 | F0 | G | C2
B136i | i) | Type ^ Concrete Barrier (^ mm reveal ht, Dowelled) | SD-205 | m |  |  | 0 | ^ reveal height if neither 150 or 180, add "Slip Form Paving" if specified |  | B136iType ^ Concrete Barrier (^ mm reveal ht, Dowelled)SD-205m | 211 | F0 | C2 | C2
B136iA | i)* | Type ^ Concrete Barrier (150 mm reveal ht, Dowelled) | SD-205 | m |  |  | 0 | add "Slip Form Paving" if specified |  | B136iAType ^ Concrete Barrier (150 mm reveal ht, Dowelled)SD-205m | 212 | F0 | C2 | C2
B136iB | i)* | Type ^ Concrete Barrier (180 mm reveal ht, Dowelled) | SD-205 | m |  |  | 0 | add "Slip Form Paving" if specified |  | B136iBType ^ Concrete Barrier (180 mm reveal ht, Dowelled)SD-205m | 213 | F0 | C2 | C2
B137i | ii) | Type ^ Concrete Barrier (^ mm reveal ht, Separate) | SD-203A | m |  |  | 0 | ^ reveal height if neither 150 or 180, add "Slip Form Paving" if specified |  | B137iType ^ Concrete Barrier (^ mm reveal ht, Separate)SD-203Am | 214 | F0 | C2 | C2
B137iA | ii)* | Type ^ Concrete Barrier (150 mm reveal ht, Separate) | SD-203A | m |  |  | 0 | add "Slip Form Paving" if specified |  | B137iAType ^ Concrete Barrier (150 mm reveal ht, Separate)SD-203Am | 215 | F0 | C2 | C2
B137iB | ii)* | Type ^ Concrete Barrier (180 mm reveal ht, Separate) | SD-203A | m |  |  | 0 | add "Slip Form Paving" if specified |  | B137iBType ^ Concrete Barrier (180 mm reveal ht, Separate)SD-203Am | 216 | F0 | C2 | C2
B138i | iii) | Type ^ Concrete Barrier (^ mm reveal ht, Integral) | SD-204 | m |  |  | 0 | ^ reveal height if neither 150 or 180 |  | B138iType ^ Concrete Barrier (^ mm reveal ht, Integral)SD-204m | 217 | F0 | C2 | C2
B138iA | iii)* | Type ^ Concrete Barrier (150 mm reveal ht, Integral) | SD-204 | m |  |  | 0 |  |  | B138iAType ^ Concrete Barrier (150 mm reveal ht, Integral)SD-204m | 218 | F0 | C2 | C2
B138iB | iii)* | Type ^ Concrete Barrier (180 mm reveal ht, Integral) | SD-204 | m |  |  | 0 |  |  | B138iBType ^ Concrete Barrier (180 mm reveal ht, Integral)SD-204m | 219 | F0 | C2 | C2
B139i | iv) | Type ^ Concrete Modified Barrier (^ mm reveal ht, Dowelled) | SD-203B | m |  |  | 0 | ^ reveal height if neither 150 or 180 |  | B139iType ^ Concrete Modified Barrier (^ mm reveal ht, Dowelled)SD-203Bm | 220 | F0 | C2 | C2
B139iA | iv)* | Type ^ Concrete Modified Barrier (150 mm reveal ht, Dowelled) | SD-203B | m |  |  | 0 |  |  | B139iAType ^ Concrete Modified Barrier (150 mm reveal ht, Dowelled)SD-203Bm | 221 | F0 | C2 | C2
B139iB | iv)* | Type ^ Concrete Modified Barrier (180 mm reveal ht, Dowelled) | SD-203B | m |  |  | 0 |  |  | B139iBType ^ Concrete Modified Barrier (180 mm reveal ht, Dowelled)SD-203Bm | 222 | F0 | C2 | C2
B140i | v) | Type ^ Concrete Modified Barrier (^ mm reveal ht, Integral) | SD-203B | m |  |  | 0 | ^ reveal height if neither 150 or 180 |  | B140iType ^ Concrete Modified Barrier (^ mm reveal ht, Integral)SD-203Bm | 223 | F0 | C2 | C2
B140iA | v)* | Type ^ Concrete Modified Barrier (150 mm reveal ht, Integral) | SD-203B | m |  |  | 0 |  |  | B140iAType ^ Concrete Modified Barrier (150 mm reveal ht, Integral)SD-203Bm | 224 | F0 | C2 | C2
B140iB | v)* | Type ^ Concrete Modified Barrier (180 mm reveal ht, Integral) | SD-203B | m |  |  | 0 |  |  | B140iBType ^ Concrete Modified Barrier (180 mm reveal ht, Integral)SD-203Bm | 225 | F0 | C2 | C2
B141i | vi) | Type ^ Concrete Mountable Curb (^ mm reveal ht, Integral) | SD-201 | m |  |  | 0 | ^ reveal height if not 120 |  | B141iType ^ Concrete Mountable Curb (^ mm reveal ht, Integral)SD-201m | 226 | F0 | C2 | C2
B141iA | vi)* | Type ^ Concrete Mountable Curb (120 mm reveal ht, Integral) | SD-201 | m |  |  | 0 |  |  | B141iAType ^ Concrete Mountable Curb (120 mm reveal ht, Integral)SD-201m | 227 | F0 | C2 | C2
B142i | vii) | Type ^ ConcreteCurb and Gutter (^ mm reveal ht, Barrier, Integral, 600 mm width, 150 mm Plain Concrete Pavement) | SD-200 | m |  |  | 0 | ^ reveal height if neither 150 or 180, add "Slip Form Paving" if specified |  | B142iType ^ ConcreteCurb and Gutter (^ mm reveal ht, Barrier, Integral, 600 mm width, 150 mm Plain Concrete Pavement)SD-200m | 228 | F0 | C2 | C2
B142iA | vii)* | Type ^ Concrete Curb and Gutter (150 mm reveal ht, Barrier, Integral, 600 mm width, 150 mm Plain Concrete Pavement) | SD-200 | m |  |  | 0 | add "Slip Form Paving" if specified |  | B142iAType ^ Concrete Curb and Gutter (150 mm reveal ht, Barrier, Integral, 600 mm width, 150 mm Plain Concrete Pavement)SD-200m | 229 | F0 | C2 | C2
B142iB | vii)* | Type ^ Concrete Curb and Gutter (180 mm reveal ht, Barrier, Integral, 600 mm width, 150 mm Plain Concrete Pavement) | SD-200 | m |  |  | 0 | add "Slip Form Paving" if specified |  | B142iBType ^ Concrete Curb and Gutter (180 mm reveal ht, Barrier, Integral, 600 mm width, 150 mm Plain Concrete Pavement)SD-200m | 230 | F0 | C2 | C2
B143i | viii) | Type ^ Concrete Curb and Gutter (^ mm reveal ht, Modified Barrier, Integral, 600 mm width, 150 mm Plain Concrete Pavement) | SD-200 SD-203B | m |  |  | 0 | ^ reveal height if neither 150 or 180, |  | B143iType ^ Concrete Curb and Gutter (^ mm reveal ht, Modified Barrier, Integral, 600 mm width, 150 mm Plain Concrete Pavement)SD-200 SD-203Bm | 231 | F0 | C2 | C2
B143iA | viii)* | Type ^ Concrete Curb and Gutter (150 mm reveal ht, Modified Barrier, Integral, 600 mm width, 150 mm Plain Concrete Pavement) | SD-200 SD-203B | m |  |  | 0 |  |  | B143iAType ^ Concrete Curb and Gutter (150 mm reveal ht, Modified Barrier, Integral, 600 mm width, 150 mm Plain Concrete Pavement)SD-200 SD-203Bm | 232 | F0 | C2 | C2
B143iB | viii)* | Type ^ Concrete Curb and Gutter (180 mm reveal ht, Modified Barrier, Integral, 600 mm width, 150 mm Plain Concrete Pavement) | SD-200 SD-203B | m |  |  | 0 |  |  | B143iBType ^ Concrete Curb and Gutter (180 mm reveal ht, Modified Barrier, Integral, 600 mm width, 150 mm Plain Concrete Pavement)SD-200 SD-203Bm | 233 | F0 | C2 | C2
B144i | ix) | Type ^ Concrete Curb and Gutter (40 mm reveal ht, Lip Curb, Integral, 600 mm width, 150 mm Plain Concrete Pavement) | SD-200 | m |  |  | 0 | Add "Slip Form Paving" if specified |  | B144iType ^ Concrete Curb and Gutter (40 mm reveal ht, Lip Curb, Integral, 600 mm width, 150 mm Plain Concrete Pavement)SD-200m | 234 | F0 | C2 | C2
B145i | x) | Type ^ Concrete Curb and Gutter (8-12 mm reveal ht, Curb Ramp, Integral, 600 mm width, 150 mm Plain Concrete Pavement) | SD-200 | m |  |  | 0 | Reference to Standard Detail |  | B145iType ^ Concrete Curb and Gutter (8-12 mm reveal ht, Curb Ramp, Integral, 600 mm width, 150 mm Plain Concrete Pavement)SD-200m | 235 | F0 | C2 | C2
B146i | xi) | Type ^ Concrete Lip Curb (125 mm reveal ht, Integral) |  | m |  |  | 0 |  |  | B146iType ^ Concrete Lip Curb (125 mm reveal ht, Integral)m | 236 | F0 | C2 | C2
B147i | xii) | Type ^ Concrete Lip Curb (75 mm reveal ht, Integral) | SD-202A | m |  |  | 0 | Reference to Standard Detail |  | B147iType ^ Concrete Lip Curb (75 mm reveal ht, Integral)SD-202Am | 237 | F0 | C2 | C2
B148i | xiii) | Type ^ Concrete Lip Curb (40 mm reveal ht, Integral) | SD-202B | m |  |  | 0 | Add "Slip Form Paving" if specified |  | B148iType ^ Concrete Lip Curb (40 mm reveal ht, Integral)SD-202Bm | 238 | F0 | C2 | C2
B149i | xiv) | Type ^ Concrete Modified Lip Curb (^ mm reveal ht, Dowelled) | SD-202C | m |  |  | 0 | ^ reveal height if not 75, add "Slip Form Paving" if specified |  | B149iType ^ Concrete Modified Lip Curb (^ mm reveal ht, Dowelled)SD-202Cm | 239 | F0 | C2 | C2
B149iA | xiv)* | Type ^ Concrete Modified Lip Curb (75 mm reveal ht, Dowelled) | SD-202C | m |  |  | 0 | ^ reveal height, add "Slip Form Paving" if specified |  | B149iAType ^ Concrete Modified Lip Curb (75 mm reveal ht, Dowelled)SD-202Cm | 240 | F0 | C2 | C2
B150i | xv) | Type ^ Concrete Curb Ramp (8-12 mm reveal ht, Integral) | SD-229A,B,C | m |  |  | 0 |  |  | B150iType ^ Concrete Curb Ramp (8-12 mm reveal ht, Integral)SD-229A,B,Cm | 241 | F0 | C2 | C2
B150iA | xvi) | Type ^ Concrete Curb Ramp (8-12 mm reveal ht, Monolithic) | SD-229A,B,C | m |  |  | 0 |  |  | B150iAType ^ Concrete Curb Ramp (8-12 mm reveal ht, Monolithic)SD-229A,B,Cm | 242 | F0 | C2 | C2
B151i | xvii) | Type ^ Concrete Safety Curb (330 mm reveal ht) | SD-206B | m |  |  | 0 |  |  | B151iType ^ Concrete Safety Curb (330 mm reveal ht)SD-206Bm | 243 | F0 | C2 | C2
B153A | xviii) | Type ^ Concrete Splash Strip (180 mm reveal ht, Monolithic Barrier Curb, 750 mm width) | SD-223A | m |  |  | 0 | add "Slip Form Paving" if specified |  | B153AType ^ Concrete Splash Strip (180 mm reveal ht, Monolithic Barrier Curb, 750 mm width)SD-223Am | 244 | F0 | C2 | C2
B153B | xix) | Type ^ Concrete Splash Strip (150 mm reveal ht, Monolithic Barrier Curb, 750 mm width) | SD-223A | m |  |  | 0 | add "Slip Form Paving" if specified |  | B153BType ^ Concrete Splash Strip (150 mm reveal ht, Monolithic Barrier Curb, 750 mm width)SD-223Am | 245 | F0 | C2 | C2
B153C | xx) | Type ^ Concrete Splash Strip (150 mm reveal ht, Monolithic Modified Barrier Curb, 750 mm width) | SD-223A | m |  |  | 0 | add "Slip Form Paving" if specified |  | B153CType ^ Concrete Splash Strip (150 mm reveal ht, Monolithic Modified Barrier Curb, 750 mm width)SD-223Am | 246 | F0 | C2 | C2
B153D | xxi) | Type ^ Concrete Splash Strip, (Separate, 600 mm width) | SD-223B | m |  |  | 0 |  |  | B153DType ^ Concrete Splash Strip, (Separate, 600 mm width)SD-223Bm | 247 | F0 | C2 | C2
B154rl | B.25 | Concrete Curb Renewal | CW 3240-R10 | [5 empty] | LOCKED | B154rlConcrete Curb RenewalCW 3240-R10 | 248 | F0 | G | C2
B155rl | i) | Type ^ Concrete Barrier (^ mm reveal ht, Dowelled) | SD-205, SD-206A |  |  |  |  | ^ reveal height if not 150 or 180, add "Slip Form Paving" if specified | LOCKED | B155rlType ^ Concrete Barrier (^ mm reveal ht, Dowelled)SD-205,SD-206A | 249 | F0 | C2 | C2
B155rlA | i)* | Type ^ Concrete Barrier (150 mm reveal ht, Dowelled) | SD-205, SD-206A |  |  |  |  | add "Slip Form Paving" if specified | LOCKED | B155rlAType ^ Concrete Barrier (150 mm reveal ht, Dowelled)SD-205,SD-206A | 250 | F0 | C2 | C2
B155rlB | i)* | Type ^ Concrete Barrier (180 mm reveal ht, Dowelled) | SD-205, SD-206A |  |  |  |  | add "Slip Form Paving" if specified | LOCKED | B155rlBType ^ Concrete Barrier (180 mm reveal ht, Dowelled)SD-205,SD-206A | 251 | F0 | C2 | C2
B155rl^1 | a) | Less than 3 m |  | m |  |  | 0 | In item code replace ^ with A or B or omit according to the code of the item used above |  | B155rl^1Less than 3 mm | 252 | F0 | C2 | C2
B155rl^2 | b) | 3 m to 30 m |  | m |  |  | 0 | In item code replace ^ with A or B or omit according to the code of the item used above |  | B155rl^23 m to 30 mm | 253 | F0 | C2 | C2
B155rl^3 | c) | Greater than 30 m |  | m |  |  | 0 | In item code replace ^ with A or B or omit according to the code of the item used above |  | B155rl^3Greater than 30 mm | 254 | F0 | C2 | C2
B159rl | ii) | Type ^ Concrete Barrier (^ mm reveal ht, Separate) | SD-203A |  |  |  |  | ^ reveal height, add "Slip Form Paving" if specified | LOCKED | B159rlType ^ Concrete Barrier (^ mm reveal ht, Separate)SD-203A | 255 | F0 | C2 | C2
B159rlA | ii)* | Type ^ Concrete Barrier (150 mm reveal ht, Separate) | SD-203A |  |  |  |  | ^ reveal height, add "Slip Form Paving" if specified | LOCKED | B159rlAType ^ Concrete Barrier (150 mm reveal ht, Separate)SD-203A | 256 | F0 | C2 | C2
B159rlB | ii)* | Type ^ Concrete Barrier (180 mm reveal ht, Separate) | SD-203A |  |  |  |  | ^ reveal height, add "Slip Form Paving" if specified | LOCKED | B159rlBType ^ Concrete Barrier (180 mm reveal ht, Separate)SD-203A | 257 | F0 | C2 | C2
B159rl^1 | a) | Less than 3 m |  | m |  |  | 0 | In item code replace ^ with A or B or omit according to the code of the item used above |  | B159rl^1Less than 3 mm | 258 | F0 | C2 | C2
B159rl^2 | b) | 3 m to 30 m |  | m |  |  | 0 | In item code replace ^ with A or B or omit according to the code of the item used above |  | B159rl^23 m to 30 mm | 259 | F0 | C2 | C2
B159rl^3 | c) | Greater than 30 m |  | m |  |  | 0 | In item code replace ^ with A or B or omit according to the code of the item used above |  | B159rl^3Greater than 30 mm | 260 | F0 | C2 | C2
B163rl | iii) | Type ^ Concrete Barrier (^ mm reveal ht, Integral) | SD-204 |  |  |  |  | ^ reveal height, type & reference to Standard Detail | LOCKED | B163rlType ^ Concrete Barrier (^ mm reveal ht, Integral)SD-204 | 261 | F0 | C2 | C2
B163rlA | iii)* | Type ^ Concrete Barrier (150 mm reveal ht, Integral) | SD-204 |  |  |  |  | ^ reveal height, type & reference to Standard Detail | LOCKED | B163rlAType ^ Concrete Barrier (150 mm reveal ht, Integral)SD-204 | 262 | F0 | C2 | C2
B163rlB | iii)* | Type ^ Concrete Barrier (180 mm reveal ht, Integral) | SD-204 |  |  |  |  | ^ reveal height, type & reference to Standard Detail | LOCKED | B163rlBType ^ Concrete Barrier (180 mm reveal ht, Integral)SD-204 | 263 | F0 | C2 | C2
B163rl^1 | a) | Less than 3 m |  | m |  |  | 0 | In item code replace ^ with A or B or omit according to the code of the item used above |  | B163rl^1Less than 3 mm | 264 | F0 | C2 | C2
B163rl^2 | b) | 3 m to 30 m |  | m |  |  | 0 | In item code replace ^ with A or B or omit according to the code of the item used above |  | B163rl^23 m to 30 mm | 265 | F0 | C2 | C2
B163rl^3 | c) | Greater than 30 m |  | m |  |  | 0 | In item code replace ^ with A or B or omit according to the code of the item used above |  | B163rl^3Greater than 30 mm | 266 | F0 | C2 | C2
B167rl | iv) | Type ^ Concrete Modified Barrier (^ mm reveal ht, Dowelled) | SD-203B | m |  |  | 0 | ^ reveal height if neither 150 or 180 |  | B167rlType ^ Concrete Modified Barrier (^ mm reveal ht, Dowelled)SD-203Bm | 267 | F0 | C2 | C2
B167rlA | iv)* | Type ^ Concrete Modified Barrier (150 mm reveal ht, Dowelled) | SD-203B | m |  |  | 0 |  |  | B167rlAType ^ Concrete Modified Barrier (150 mm reveal ht, Dowelled)SD-203Bm | 268 | F0 | C2 | C2
B167rlB | iv)* | Type ^ Concrete Modified Barrier (180 mm reveal ht, Dowelled) | SD-203B | m |  |  | 0 |  |  | B167rlBType ^ Concrete Modified Barrier (180 mm reveal ht, Dowelled)SD-203Bm | 269 | F0 | C2 | C2
B168rl | v) | Type ^ Concrete Modified Barrier (^ mm reveal ht Integral) | SD-203B | m |  |  | 0 | ^ reveal height if neither 150 or 180 |  | B168rlType ^ Concrete Modified Barrier (^ mm reveal ht Integral)SD-203Bm | 270 | F0 | C2 | C2
B168rlA | v)* | Type ^ Concrete Modified Barrier (150 mm reveal ht Integral) | SD-203B | m |  |  | 0 |  |  | B168rlAType ^ Concrete Modified Barrier (150 mm reveal ht Integral)SD-203Bm | 271 | F0 | C2 | C2
B168rlB | v)* | Type ^ Concrete Modified Barrier (180 mm reveal ht Integral) | SD-203B | m |  |  | 0 |  |  | B168rlBType ^ Concrete Modified Barrier (180 mm reveal ht Integral)SD-203Bm | 272 | F0 | C2 | C2
B169rl | vi) | Type ^ Concrete Mountable Curb (^ mm reveal ht Integral) | SD-201 | m |  |  | 0 |  |  | B169rlType ^ Concrete Mountable Curb (^ mm reveal ht Integral)SD-201m | 273 | F0 | C2 | C2
B170rl | vii) | Type ^ Concrete Curb and Gutter (^ mm reveal ht, Barrier, Integral, 600 mm width, 150 mm Plain Concrete Pavement) | SD-200 |  |  |  |  | ^ reveal height if neither 150 or 180, add "Slip Form Paving" if specified | LOCKED | B170rlType ^ Concrete Curb and Gutter (^ mm reveal ht, Barrier, Integral, 600 mm width, 150 mm Plain Concrete Pavement)SD-200 | 274 | F0 | G | C2
B170rlA | vii)* | Type ^ Concrete Curb and Gutter (150 mm reveal ht, Barrier, Integral, 600 mm width, 150 mm Plain Concrete Pavement) | SD-200 |  |  |  |  | add "Slip Form Paving" if specified | LOCKED | B170rlAType ^ Concrete Curb and Gutter (150 mm reveal ht, Barrier, Integral, 600 mm width, 150 mm Plain Concrete Pavement)SD-200 | 275 | F0 | G | C2
B170rlB | vii)* | Type ^ Concrete Curb and Gutter (180 mm reveal ht, Barrier, Integral, 600 mm width, 150 mm Plain Concrete Pavement) | SD-200 |  |  |  |  | add "Slip Form Paving" if specified | LOCKED | B170rlBType ^ Concrete Curb and Gutter (180 mm reveal ht, Barrier, Integral, 600 mm width, 150 mm Plain Concrete Pavement)SD-200 | 276 | F0 | G | C2
B170rl^1 | a) | Less than 3 m |  | m |  |  | 0 | In item code replace ^ with A or B or omit according to the code of the item used above |  | B170rl^1Less than 3 mm | 277 | F0 | C2 | C2
B170rl^2 | b) | 3 m to 30 m |  | m |  |  | 0 | In item code replace ^ with A or B or omit according to the code of the item used above |  | B170rl^23 m to 30 mm | 278 | F0 | C2 | C2
B170rl^3 | c) | Greater than 30 m |  | m |  |  | 0 | In item code replace ^ with A or B or omit according to the code of the item used above |  | B170rl^3Greater than 30 mm | 279 | F0 | C2 | C2
B174rl | viii) | Type ^ Concrete Curb and Gutter (^ mm reveal ht, Modified Barrier, Integral, - 600 mm width, 150 mm Plain Concrete Pavement) | SD-200 SD-203B |  |  |  |  | ^ reveal height if neither 150 or 180 | LOCKED | B174rlType ^ Concrete Curb and Gutter (^ mm reveal ht, Modified Barrier, Integral, - 600 mm width, 150 mm Plain Concrete Pavement)SD-200 SD-203B | 280 | F0 | G | C2
B174rlA | viii)* | Type ^ Concrete Curb and Gutter (150 mm reveal ht, Modified Barrier, Integral, - 600 mm width, 150 mm Plain Concrete Pavement) | SD-200 SD-203B | [5 empty] | LOCKED | B174rlAType ^ Concrete Curb and Gutter (150 mm reveal ht, Modified Barrier, Integral, - 600 mm width, 150 mm Plain Concrete Pavement)SD-200 SD-203B | 281 | F0 | G | C2
B174rlB | viii)* | Type ^ Concrete Curb and Gutter (180 mm reveal ht, Modified Barrier, Integral, - 600 mm width, 150 mm Plain Concrete Pavement) | SD-200 SD-203B | [5 empty] | LOCKED | B174rlBType ^ Concrete Curb and Gutter (180 mm reveal ht, Modified Barrier, Integral, - 600 mm width, 150 mm Plain Concrete Pavement)SD-200 SD-203B | 282 | F0 | G | C2
B174rl^1 | a) | Less than 3 m |  | m |  |  | 0 | In item code replace ^ with A or B or omit according to the code of the item used above |  | B174rl^1Less than 3 mm | 283 | F0 | C2 | C2
B174rl^2 | b) | 3 m to 30 m |  | m |  |  | 0 | In item code replace ^ with A or B or omit according to the code of the item used above |  | B174rl^23 m to 30 mm | 284 | F0 | C2 | C2
B174rl^3 | c) | Greater than 30 m |  | m |  |  | 0 | In item code replace ^ with A or B or omit according to the code of the item used above |  | B174rl^3Greater than 30 mm | 285 | F0 | C2 | C2
B178rl | ix) | Type ^ Concrete Curb and Gutter (^ mm reveal ht, Lip Curb, Integral, 600 mm width, 150 mm Plain Concrete Pavement) | SD-200 |  |  |  |  | ^ reveal height if neither 150 or 180, add "Slip Form Paving" if specified | LOCKED | B178rlType ^ Concrete Curb and Gutter (^ mm reveal ht, Lip Curb, Integral, 600 mm width, 150 mm Plain Concrete Pavement)SD-200 | 286 | F0 | G | C2
B178rlA | ix)* | Type ^ Concrete Curb and Gutter (150 mm reveal ht, Lip Curb, Integral, 600 mm width, 150 mm Plain Concrete Pavement) | SD-200 |  |  |  |  | add "Slip Form Paving" if specified | LOCKED | B178rlAType ^ Concrete Curb and Gutter (150 mm reveal ht, Lip Curb, Integral, 600 mm width, 150 mm Plain Concrete Pavement)SD-200 | 287 | F0 | G | C2
B178rlB | ix)* | Type ^ Concrete Curb and Gutter (180 mm reveal ht, Lip Curb, Integral, 600 mm width, 150 mm Plain Concrete Pavement) | SD-200 |  |  |  |  | add "Slip Form Paving" if specified | LOCKED | B178rlBType ^ Concrete Curb and Gutter (180 mm reveal ht, Lip Curb, Integral, 600 mm width, 150 mm Plain Concrete Pavement)SD-200 | 288 | F0 | G | C2
B178rl^1 | a) | Less than 3 m |  | m |  |  | 0 | In item code replace ^ with A or B or omit according to the code of the item used above |  | B178rl^1Less than 3 mm | 289 | F0 | C2 | C2
B178rl^2 | b) | 3 m to 30 m |  | m |  |  | 0 | In item code replace ^ with A or B or omit according to the code of the item used above |  | B178rl^23 m to 30 mm | 290 | F0 | C2 | C2
B178rl^3 | c) | Greater than 30 m |  | m |  |  | 0 | In item code replace ^ with A or B or omit according to the code of the item used above |  | B178rl^3Greater than 30 mm | 291 | F0 | C2 | C2
B182rl | x) | Type ^ Concrete Lip Curb (40 mm reveal ht, Integral) | SD-202B | m |  |  | 0 |  |  | B182rlType ^ Concrete Lip Curb (40 mm reveal ht, Integral)SD-202Bm | 292 | F0 | C2 | C2
B183rl | xi) | Type ^ Concrete Modified Lip Curb (^ mm reveal ht, Dowelled) | SD-202C | m |  |  | 0 | ^ reveal height, add "Slip Form Paving" if specified |  | B183rlType ^ Concrete Modified Lip Curb (^ mm reveal ht, Dowelled)SD-202Cm | 293 | F0 | C2 | C2
B183rlA | xi)* | Type ^ Concrete Modified Lip Curb (75 mm reveal ht, Dowelled) | SD-202C | m |  |  | 0 | add "Slip Form Paving" if specified |  | B183rlAType ^ Concrete Modified Lip Curb (75 mm reveal ht, Dowelled)SD-202Cm | 294 | F0 | C2 | C2
B184rl | xii) | Type ^ Concrete Curb Ramp (8-12 mm reveal ht, Integral) | SD-229C,D | m |  |  | 0 |  |  | B184rlType ^ Concrete Curb Ramp (8-12 mm reveal ht, Integral)SD-229C,Dm | 295 | F0 | C2 | C2
B184rlA | xiii) | Type ^ Concrete Curb Ramp (8-12 mm reveal ht, Monolithic) | SD-229C,D | m |  |  | 0 |  |  | B184rlAType ^ Concrete Curb Ramp (8-12 mm reveal ht, Monolithic)SD-229C,Dm | 296 | F0 | C2 | C2
B185rl | xiv) | Type ^ Concrete Safety Curb (^ mm reveal ht) | SD-206B | m |  |  | 0 | ^ reveal height, type & reference to Standard Detail |  | B185rlType ^ Concrete Safety Curb (^ mm reveal ht)SD-206Bm | 297 | F0 | C2 | C2
B185rlA | xv) | Type ^ Concrete Splash Strip (180 mm reveal ht, Monolithic Barrier Curb, 750 mm width) | SD-223A | m |  |  | 0 | add "Slip Form Paving" if specified |  | B185rlAType ^ Concrete Splash Strip (180 mm reveal ht, Monolithic Barrier Curb, 750 mm width)SD-223Am | 298 | F0 | C2 | C2
B185rlB | xvi) | Type ^ Concrete Splash Strip (150 mm reveal ht, Monolithic Barrier Curb, 750 mm width) | SD-223A | m |  |  | 0 | add "Slip Form Paving" if specified |  | B185rlBType ^ Concrete Splash Strip (150 mm reveal ht, Monolithic Barrier Curb, 750 mm width)SD-223Am | 299 | F0 | C2 | C2
B185rlC | xvii) | Type ^ Concrete Splash Strip (150 mm reveal ht, Monolithic Modified Barrier Curb, 750 mm width) | SD-223A SD-203B | m |  |  | 0 | add "Slip Form Paving" if specified |  | B185rlCType ^ Concrete Splash Strip (150 mm reveal ht, Monolithic Modified Barrier Curb, 750 mm width)SD-223ASD-203Bm | 300 | F0 | C2 | C2
B185rlC1 | xvii) | Type ^ Concrete Splash Strip (180 mm reveal ht, Monolithic Modified Barrier Curb, 750 mm width) | SD-223A SD-203B | m |  |  | 0 | add "Slip Form Paving" if specified |  | B185rlC1Type ^ Concrete Splash Strip (180 mm reveal ht, Monolithic Modified Barrier Curb, 750 mm width)SD-223ASD-203Bm | 301 | F0 | C2 | C2
B185rlD | xviii) | Type ^ Concrete Splash Strip, (Separate, 600 mm width) | SD-223B | m |  |  | 0 |  |  | B185rlDType ^ Concrete Splash Strip, (Separate, 600 mm width)SD-223Bm | 302 | F0 | C2 | C2
B188 | B.26 | Supply and Installation of Dowel Assemblies ^ | CW 3310-R19 | m |  |  | 0 | ^ Specify diameter of dowels |  | B188Supply and Installation of Dowel Assemblies ^CW 3310-R19m | 303 | F0 | C2 | C2
B189 | B.27 | Regrading Existing Interlocking Paving Stones | CW 3330-R5 | m² |  |  | 0 |  |  | B189Regrading Existing Interlocking Paving StonesCW 3330-R5m² | 304 | F0 | C2 | C2
B190 | B.28 | Construction of Asphaltic Concrete Overlay | CW 3410-R12, E^ | [5 empty] | LOCKED | B190Construction of Asphaltic Concrete OverlayCW 3410-R12, E^ | 305 | F0 | C2 | C2
B191 | i) | Main Line Paving | [6 empty] | LOCKED | B191Main Line Paving | 306 | F0 | C2 | C2
B192 | a) | Type I |  | tonne |  |  | 0 |  |  | B192Type Itonne | 307 | F0 | C2 | C2
B193 | b) | Type IA |  | tonne |  |  | 0 |  |  | B193Type IAtonne | 308 | F0 | C2 | C2
B193A | c) | Type MS1 |  | tonne |  |  | 0 |  |  | B193AType MS1tonne | 309 | F0 | C2 | C2
B193B | d) | Type MS2 |  | tonne |  |  | 0 |  |  | B193BType MS2tonne | 310 | F0 | C2 | C2
B194 | ii) | Tie-ins and Approaches | [6 empty] | LOCKED | B194Tie-ins and Approaches | 311 | F0 | C2 | C2
B195 | a) | Type IA |  | tonne |  |  | 0 |  |  | B195Type IAtonne | 312 | F0 | C2 | C2
B195A | b) | Type MS1 |  | tonne |  |  | 0 |  |  | B195AType MS1tonne | 313 | F0 | C2 | C2
B195B | c) | Type MS2 |  | tonne |  |  | 0 |  |  | B195BType MS2tonne | 314 | F0 | C2 | C2
B196 | d) | Type I |  | tonne |  |  | 0 |  |  | B196Type Itonne | 315 | F0 | C2 | C2
B197 | e) | Type II |  | tonne |  |  | 0 |  |  | B197Type IItonne | 316 | F0 | C2 | C2
B198 | B.29 | Construction of Asphaltic Concrete Base Course (Type III) | CW 3410-R12 | tonne |  |  | 0 |  |  | B198Construction of Asphaltic Concrete Base Course (Type III)CW 3410-R12tonne | 317 | F0 | C2 | C2
B199 | B.30 | Construction of Asphalt Patches | CW 3410-R12, E^ | m² |  |  | 0 |  |  | B199Construction of Asphalt PatchesCW 3410-R12, E^m² | 318 | F0 | C2 | C2
B200 | B.31 | Planing of Pavement | CW 3450-R6 | [5 empty] | LOCKED | B200Planing of PavementCW 3450-R6 | 319 | F0 | G | C2
B201 | i) | 1 - 50 mm Depth (Asphalt) |  | m² |  |  | 0 |  |  | B2011 - 50 mm Depth (Asphalt)m² | 320 | F0 | C2 | C2
B202 | ii) | 50 - 100 mm Depth (Asphalt) |  | m² |  |  | 0 |  |  | B20250 - 100 mm Depth (Asphalt)m² | 321 | F0 | C2 | C2
B203 | iii) | 1 - 50 mm Depth (Concrete) |  | m² |  |  | 0 |  |  | B2031 - 50 mm Depth (Concrete)m² | 322 | F0 | C2 | C2
B204 | iv) | 50 - 100 mm Depth (Concrete) |  | m² |  |  | 0 |  |  | B20450 - 100 mm Depth (Concrete)m² | 323 | F0 | C2 | C2
B205 | B.32 | Moisture Barrier/Stress Absorption Geotextile Fabric | E^ | m² |  |  | 0 |  |  | B205Moisture Barrier/Stress Absorption Geotextile Fabricm² | 324 | F0 | C2 | C2
B206 | B.33 | Supply and Install Pavement Repair Fabric | CW 3140-R1 | [5 empty] | LOCKED | B206Supply and Install Pavement Repair FabricCW 3140-R1 | 325 | F0 | G | C2
B206A | i) | Type A |  | m² |  |  | 0 |  |  | B206AType Am² | 326 | F0 | C2 | C2
B206B | ii) | Type B |  | m² |  |  | 0 |  |  | B206BType Bm² | 327 | F0 | C2 | C2
B207 | B.34 | Pavement Patching | E14 | m² |  |  | 0 |  |  | B207Pavement Patchingm² | 328 | F0 | C2 | C2
B208 | B.35 | Crack and Seating Pavement | E^ | m² |  |  | 0 |  |  | B208Crack and Seating Pavementm² | 329 | F0 | C2 | C2
B209 | B.36 | Partial Depth Saw-Cutting | E^ | m |  |  | 0 |  |  | B209Partial Depth Saw-Cuttingm | 330 | F0 | C2 | C2
B219 | B.37 | Detectable Warning Surface Tiles | CW 3326-R3 | each |  |  | 0 |  |  | B219Detectable Warning Surface TilesCW 3326-R3each | 331 | F0 | C2 | C2
B221 | = | LAST USED CODE FOR SECTION |  |  |  |  | 0 |  | LOCKED | B221LAST USED CODE FOR SECTION | 332 | F0 | G | C2
| C | ROADWORK - NEW CONSTRUCTION | [6 empty] | LOCKED | ROADWORK - NEW CONSTRUCTION | 333 | F0 | G | F2
C001 | C.1 | Concrete Pavements, Median Slabs, Bull-noses, and Safety Medians | CW 3310-R19 | [5 empty] | LOCKED | C001Concrete Pavements, Median Slabs, Bull-noses, and Safety MediansCW 3310-R19 | 334 | F0 | G | C2
C002 | i) | Construction of 250 mm Type ^ Concrete Pavement (Reinforced) |  | m² |  |  | 0 | add "Slip Form Paving" if specified |  | C002Construction of 250 mm Type ^ Concrete Pavement (Reinforced)m² | 335 | F0 | C2 | C2
C004 | ii) | Construction of 250 mm Type ^ Concrete Pavement (Plain-Dowelled) |  | m² |  |  | 0 | add "Slip Form Paving" if specified |  | C004Construction of 250 mm Type ^ Concrete Pavement (Plain-Dowelled)m² | 336 | F0 | C2 | C2
C005 | iii) | Construction of 230 mm Type ^ Concrete Pavement (Reinforced) |  | m² |  |  | 0 | add "Slip Form Paving" if specified |  | C005Construction of 230 mm Type ^ Concrete Pavement (Reinforced)m² | 337 | F0 | C2 | C2
C007 | iv) | Construction of 230 mm Type ^ Concrete Pavement (Plain-Dowelled) |  | m² |  |  | 0 | add "Slip Form Paving" if specified |  | C007Construction of 230 mm Type ^ Concrete Pavement (Plain-Dowelled)m² | 338 | F0 | C2 | C2
C008 | v) | Construction of 200 mm Type ^ Concrete Pavement - (Reinforced) |  | m² |  |  | 0 | add "Slip Form Paving" if specified |  | C008Construction of 200 mm Type ^ Concrete Pavement - (Reinforced)m² | 339 | F0 | C2 | C2
C010 | vi) | Construction of 200 mm Type ^ Concrete Pavement (Plain-Dowelled) |  | m² |  |  | 0 | add "Slip Form Paving" if specified |  | C010Construction of 200 mm Type ^ Concrete Pavement (Plain-Dowelled)m² | 340 | F0 | C2 | C2
C011 | vii) | Construction of 150 mm Type ^ Concrete Pavement (Reinforced) |  | m² |  |  | 0 | add "Slip Form Paving" if specified |  | C011Construction of 150 mm Type ^ Concrete Pavement (Reinforced)m² | 341 | F0 | C2 | C2
C013 | viii) | Construction of 150 mm Type ^ Concrete Pavement (Plain-Dowelled) |  | m² |  |  | 0 | add "Slip Form Paving" if specified |  | C013Construction of 150 mm Type ^ Concrete Pavement (Plain-Dowelled)m² | 342 | F0 | C2 | C2
C014 | ix) | Construction of Type ^ Concrete Median Slabs | SD-227A | m² |  |  | 0 |  |  | C014Construction of Type ^ Concrete Median SlabsSD-227Am² | 343 | F0 | C2 | C2
C015 | x) | Construction of Monolithic Type ^ Concrete Median Slabs | SD-226A | m² |  |  | 0 |  |  | C015Construction of Monolithic Type ^ Concrete Median SlabsSD-226Am² | 344 | F0 | C2 | C2
C016 | xi) | Construction of Type ^ Concrete Safety Medians | SD-226B | m² |  |  | 0 |  |  | C016Construction of Type ^ Concrete Safety MediansSD-226Bm² | 345 | F0 | C2 | C2
C017 | xii) | Construction of Monolithic Type ^ Curb and Sidewalk | SD-228B | m² |  |  | 0 |  |  | C017Construction of Monolithic Type ^ Curb and SidewalkSD-228Bm² | 346 | F0 | C2 | C2
C017A | xii) | Construction of Monolithic Type ^ Curb and Sidewalk with Blockouts | E18 | m² |  |  | 0 |  |  | C017AConstruction of Monolithic Type ^ Curb and Sidewalk with Blockoutsm² | 347 | F0 | C2 | C2
C018 | xiii) | Construction of Monolithic Type ^ Concrete Bull-noses | SD-227C | m² |  |  | 0 |  |  | C018Construction of Monolithic Type ^ Concrete Bull-nosesSD-227Cm² | 348 | F0 | C2 | C2
C019 | C.2 | Concrete Pavements for Early Opening | CW 3310-R19 | [5 empty] | LOCKED | C019Concrete Pavements for Early OpeningCW 3310-R19 | 349 | F0 | G | C2
C020 | i) | Construction of 250 mm Type ^ Concrete Pavement for Early Opening ^ (Reinforced) |  | m² |  |  | 0 | ^ specify neither 24 nor 72 hour, add "Slip Form Paving" if specified |  | C020Construction of 250 mm Type ^ Concrete Pavement for Early Opening ^ (Reinforced)m² | 350 | F0 | C2 | C2
C020-24 | i)* | Construction of 250 mm Type 3 Concrete Pavement for Early Opening 24 Hour (Reinforced) |  | m² |  |  | 0 | add "Slip Form Paving" if specified |  | C020-24Construction of 250 mm Type 3 Concrete Pavement for Early Opening 24 Hour (Reinforced)m² | 351 | F0 | C2 | C2
C020-72 | i)* | Construction of 250 mm Type 4 Concrete Pavement for Early Opening 72 Hour (Reinforced) |  | m² |  |  | 0 | add "Slip Form Paving" if specified |  | C020-72Construction of 250 mm Type 4 Concrete Pavement for Early Opening 72 Hour (Reinforced)m² | 352 | F0 | C2 | C2
C022 | ii) | Construction of 250 mm Type ^ Concrete Pavement for Early Opening ^ (Plain-Dowelled) |  | m² |  |  | 0 | ^ specify neither 24 nor 72 hour, add "Slip Form Paving" if specified |  | C022Construction of 250 mm Type ^ Concrete Pavement for Early Opening ^ (Plain-Dowelled)m² | 353 | F0 | C2 | C2
C022-24 | ii)* | Construction of 250 mm Type 3 Concrete Pavement for Early Opening 24 Hour (Plain-Dowelled) |  | m² |  |  | 0 | add "Slip Form Paving" if specified |  | C022-24Construction of 250 mm Type 3 Concrete Pavement for Early Opening 24 Hour (Plain-Dowelled)m² | 354 | F0 | C2 | C2
C022-72 | ii)* | Construction of 250 mm Type 4 Concrete Pavement for Early Opening 72 Hour (Plain-Dowelled) |  | m² |  |  | 0 | add "Slip Form Paving" if specified |  | C022-72Construction of 250 mm Type 4 Concrete Pavement for Early Opening 72 Hour (Plain-Dowelled)m² | 355 | F0 | C2 | C2
C023 | iii) | Construction of 230 mm Type ^ Concrete Pavement for Early Opening ^ (Reinforced) |  | m² |  |  | 0 | ^ specify neither 24 nor 72 hour, add "Slip Form Paving" if specified |  | C023Construction of 230 mm Type ^ Concrete Pavement for Early Opening ^ (Reinforced)m² | 356 | F0 | C2 | C2
C023-24 | iii)* | Construction of 230 mm Type 3 Concrete Pavement for Early Opening 24 Hour (Reinforced) |  | m² |  |  | 0 | add "Slip Form Paving" if specified |  | C023-24Construction of 230 mm Type 3 Concrete Pavement for Early Opening 24 Hour (Reinforced)m² | 357 | F0 | C2 | C2
C023-72 | iii)* | Construction of 230 mm Type 4 Concrete Pavement for Early Opening 72 Hour (Reinforced) |  | m² |  |  | 0 | add "Slip Form Paving" if specified |  | C023-72Construction of 230 mm Type 4 Concrete Pavement for Early Opening 72 Hour (Reinforced)m² | 358 | F0 | C2 | C2
C025 | iv) | Construction of 230 mm Type ^ Concrete Pavement for Early Opening ^ (Plain-Dowelled) |  | m² |  |  | 0 | ^ specify neither 24 nor 72 hour, add "Slip Form Paving" if specified |  | C025Construction of 230 mm Type ^ Concrete Pavement for Early Opening ^ (Plain-Dowelled)m² | 359 | F0 | C2 | C2
C025-24 | iv)* | Construction of 230 mm Type 3 Concrete Pavement for Early Opening 24 Hour (Plain-Dowelled) |  | m² |  |  | 0 | add "Slip Form Paving" if specified |  | C025-24Construction of 230 mm Type 3 Concrete Pavement for Early Opening 24 Hour (Plain-Dowelled)m² | 360 | F0 | C2 | C2
C025-72 | iv)* | Construction of 230 mm Type 4 Concrete Pavement for Early Opening 72 Hour (Plain-Dowelled) |  | m² |  |  | 0 | ^ specify neither 24 or 72 hour, add "Slip Form Paving" if specified |  | C025-72Construction of 230 mm Type 4 Concrete Pavement for Early Opening 72 Hour (Plain-Dowelled)m² | 361 | F0 | C2 | C2
C026 | v) | Construction of 200 mm Type ^ Concrete Pavement for Early Opening ^ (Reinforced) |  | m² |  |  | 0 | ^ specify neither 24 nor 72 hour, add "Slip Form Paving" if specified |  | C026Construction of 200 mm Type ^ Concrete Pavement for Early Opening ^ (Reinforced)m² | 362 | F0 | C2 | C2
C026-24 | v)* | Construction of 200 mm Type 3 Concrete Pavement for Early Opening 24 Hour (Reinforced) |  | m² |  |  | 0 | add "Slip Form Paving" if specified |  | C026-24Construction of 200 mm Type 3 Concrete Pavement for Early Opening 24 Hour (Reinforced)m² | 363 | F0 | C2 | C2
C026-72 | v)* | Construction of 200 mm Type 4 Concrete Pavement for Early Opening 72 Hour (Reinforced) |  | m² |  |  | 0 | add "Slip Form Paving" if specified |  | C026-72Construction of 200 mm Type 4 Concrete Pavement for Early Opening 72 Hour (Reinforced)m² | 364 | F0 | C2 | C2
C028 | vi) | Construction of 200 mm Type ^ Concrete Pavement for Early Opening ^ (Plain-Dowelled) |  | m² |  |  | 0 | ^ specify neither 24 nor 72 hour, add "Slip Form Paving" if specified |  | C028Construction of 200 mm Type ^ Concrete Pavement for Early Opening ^ (Plain-Dowelled)m² | 365 | F0 | C2 | C2
C028-24 | vi) | Construction of 200 mm Type 3 Concrete Pavement for Early Opening 24 Hour (Plain-Dowelled) |  | m² |  |  | 0 | add "Slip Form Paving" if specified |  | C028-24Construction of 200 mm Type 3 Concrete Pavement for Early Opening 24 Hour (Plain-Dowelled)m² | 366 | F0 | C2 | C2
C028-72 | vi) | Construction of 200 mm Type 4 Concrete Pavement for Early Opening 72 Hour (Plain-Dowelled) |  | m² |  |  | 0 | add "Slip Form Paving" if specified |  | C028-72Construction of 200 mm Type 4 Concrete Pavement for Early Opening 72 Hour (Plain-Dowelled)m² | 367 | F0 | C2 | C2
C029 | vii) | Construction of 150 mm Type ^ Concrete Pavement for Early Opening ^ (Reinforced) |  | m² |  |  | 0 | ^ specify neither 24 nor 72 hour, add "Slip Form Paving" if specified |  | C029Construction of 150 mm Type ^ Concrete Pavement for Early Opening ^ (Reinforced)m² | 368 | F0 | C2 | C2
C029-24 | vii)* | Construction of 150 mm Type 3 Concrete Pavement for Early Opening 24 Hour (Reinforced) |  | m² |  |  | 0 | add "Slip Form Paving" if specified |  | C029-24Construction of 150 mm Type 3 Concrete Pavement for Early Opening 24 Hour (Reinforced)m² | 369 | F0 | C2 | C2
C029-72 | vii)* | Construction of 150 mm Type 4 Concrete Pavement for Early Opening 72 Hour (Reinforced) |  | m² |  |  | 0 | add "Slip Form Paving" if specified |  | C029-72Construction of 150 mm Type 4 Concrete Pavement for Early Opening 72 Hour (Reinforced)m² | 370 | F0 | C2 | C2
C031 | viii) | Construction of 150 mm Type ^ Concrete Pavement for Early Opening ^ (Plain-Dowelled) |  | m² |  |  | 0 | ^ specify neither 24 nor 72 hour, add "Slip Form Paving" if specified |  | C031Construction of 150 mm Type ^ Concrete Pavement for Early Opening ^ (Plain-Dowelled)m² | 371 | F0 | C2 | C2
C031-24 | viii)* | Construction of 150 mm Type 3 Concrete Pavement for Early Opening 24 Hour (Plain-Dowelled) |  | m² |  |  | 0 | add "Slip Form Paving" if specified |  | C031-24Construction of 150 mm Type 3 Concrete Pavement for Early Opening 24 Hour (Plain-Dowelled)m² | 372 | F0 | C2 | C2
C031-72 | viii)* | Construction of 150 mm Type 4 Concrete Pavement for Early Opening 72 Hour (Plain-Dowelled) |  | m² |  |  | 0 | add "Slip Form Paving" if specified |  | C031-72Construction of 150 mm Type 4 Concrete Pavement for Early Opening 72 Hour (Plain-Dowelled)m² | 373 | F0 | C2 | C2
C032 | C.3 | Concrete Curbs, Curb and Gutter, and Splash Strips | CW 3310-R19 | [5 empty] | LOCKED | C032Concrete Curbs, Curb and Gutter, and Splash StripsCW 3310-R19 | 374 | F0 | G | C2
C033 | i) | Construction of Barrier (^ mm ht, Type ^, Dowelled) | SD-205 | m |  |  | 0 | ^ height if neither 150 or 180, add "Slip Form Paving" if specified |  | C033Construction of Barrier (^ mm ht, Type ^, Dowelled)SD-205m | 375 | F0 | C2 | C2
C033A | i)* | Construction of Barrier (150 mm ht, Type ^, Dowelled) | SD-205 | m |  |  | 0 | ^ height, add "Slip Form Paving" if specified |  | C033AConstruction of Barrier (150 mm ht, Type ^, Dowelled)SD-205m | 376 | F0 | C2 | C2
C033B | i)* | Construction of Barrier (180 mm ht, Type ^, Dowelled) | SD-205 | m |  |  | 0 | ^ height, add "Slip Form Paving" if specified |  | C033BConstruction of Barrier (180 mm ht, Type ^, Dowelled)SD-205m | 377 | F0 | C2 | C2
C034 | ii) | Construction of Barrier (^ mm ht, Type ^, Separate) | SD-203A | m |  |  | 0 | ^ height if neither 150 or 180, add "Slip Form Paving" if specified |  | C034Construction of Barrier (^ mm ht, Type ^, Separate)SD-203Am | 378 | F0 | C2 | C2
C034A | ii)* | Construction of Barrier (150 mm ht, Type ^, Separate) | SD-203A | m |  |  | 0 | add "Slip Form Paving" if specified |  | C034AConstruction of Barrier (150 mm ht, Type ^, Separate)SD-203Am | 379 | F0 | C2 | C2
C034B | ii)* | Construction of Barrier (180 mm ht, Type ^, Separate) | SD-203A | m |  |  | 0 | add "Slip Form Paving" if specified |  | C034BConstruction of Barrier (180 mm ht, Type ^, Separate)SD-203Am | 380 | F0 | C2 | C2
C035 | iii) | Construction of Barrier (^ mm ht, Type ^, Integral) | SD-204 | m |  |  | 0 | ^ height if neither 150 or 180, add "Slip Form Paving" if specified |  | C035Construction of Barrier (^ mm ht, Type ^, Integral)SD-204m | 381 | F0 | C2 | C2
C035A | iii)* | Construction of Barrier (150 mm ht, Type ^, Integral) | SD-204 | m |  |  | 0 | add "Slip Form Paving" if specified |  | C035AConstruction of Barrier (150 mm ht, Type ^, Integral)SD-204m | 382 | F0 | C2 | C2
C035B | iii)* | Construction of Barrier (180 mm ht, Type ^, Integral) | SD-204 | m |  |  | 0 | add "Slip Form Paving" if specified |  | C035BConstruction of Barrier (180 mm ht, Type ^, Integral)SD-204m | 383 | F0 | C2 | C2
C036 | iv) | Construction of Modified Barrier (^ mm ht, Type ^ Dowelled) | SD-203B | m |  |  | 0 | ^ height if neither 150 or 180, add "Slip Form Paving" if specified |  | C036Construction of Modified Barrier (^ mm ht, Type ^ Dowelled)SD-203Bm | 384 | F0 | C2 | C2
C036A | iv)* | Construction of Modified Barrier (150 mm ht, Type ^, Dowelled) | SD-203B | m |  |  | 0 | add "Slip Form Paving" if specified |  | C036AConstruction of Modified Barrier (150 mm ht, Type ^, Dowelled)SD-203Bm | 385 | F0 | C2 | C2
C036B | iv)* | Construction of Modified Barrier (180 mm ht, Type ^, Dowelled) | SD-203B | m |  |  | 0 | add "Slip Form Paving" if specified |  | C036BConstruction of Modified Barrier (180 mm ht, Type ^, Dowelled)SD-203Bm | 386 | F0 | C2 | C2
C037 | v) | Construction of Modified Barrier (^ mm ht, Type ^, Integral) | SD-203B | m |  |  | 0 | ^ height if neither 150 or 180, add "Slip Form Paving" if specified |  | C037Construction of Modified Barrier (^ mm ht, Type ^, Integral)SD-203Bm | 387 | F0 | C2 | C2
C037A | v)* | Construction of Modified Barrier (150 mm ht, Type ^, Integral) | SD-203B | m |  |  | 0 | add "Slip Form Paving" if specified |  | C037AConstruction of Modified Barrier (150 mm ht, Type ^, Integral)SD-203Bm | 388 | F0 | C2 | C2
C037B | v)* | Construction of Modified Barrier (180 mm ht, Type ^, Integral) | SD-203B | m |  |  | 0 | add "Slip Form Paving" if specified |  | C037BConstruction of Modified Barrier (180 mm ht, Type ^, Integral)SD-203Bm | 389 | F0 | C2 | C2
C038 | vi) | Construction of Curb and Gutter (^ mm ht, Barrier, Integral, 600 mm width, 150 mm Plain Type ^ Concrete Pavement) | SD-200 | m |  |  | 0 | ^ height if neither 150 or 180, add "Slip Form Paving" if specified |  | C038Construction of Curb and Gutter (^ mm ht, Barrier, Integral, 600 mm width, 150 mm Plain Type ^ Concrete Pavement)SD-200m | 390 | F0 | C2 | C2
C038A | vi)* | Construction of Curb and Gutter (150 mm ht, Barrier, Integral, 600 mm width, 150 mm Plain Type ^ Concrete Pavement) | SD-200 | m |  |  | 0 | add "Slip Form Paving" if specified |  | C038AConstruction of Curb and Gutter (150 mm ht, Barrier, Integral, 600 mm width, 150 mm Plain Type ^ Concrete Pavement)SD-200m | 391 | F0 | C2 | C2
C038B | vi)* | Construction of Curb and Gutter (180 mm ht, Barrier, Integral, 600 mm width, 150 mm Plain Type ^ Concrete Pavement) | SD-200 | m |  |  | 0 | add "Slip Form Paving" if specified |  | C038BConstruction of Curb and Gutter (180 mm ht, Barrier, Integral, 600 mm width, 150 mm Plain Type ^ Concrete Pavement)SD-200m | 392 | F0 | C2 | C2
C039 | vii) | Construction of Curb and Gutter (^ mm ht, Modified Barrier, Integral, 600 mm width, 150 mm Plain Type ^ Concrete Pavement) | SD-200 SD-203B | m |  |  | 0 | ^ height if not 180, add "Slip Form Paving" if specified |  | C039Construction of Curb and Gutter (^ mm ht, Modified Barrier, Integral, 600 mm width, 150 mm Plain Type ^ Concrete Pavement)SD-200 SD-203Bm | 393 | F0 | C2 | C2
C039A | vii)* | Construction of Curb and Gutter (150 mm ht, Modified Barrier, Integral, 600 mm width, 150 mm Plain Type ^ Concrete Pavement) | SD-200 SD-203B | m |  |  | 0 | add "Slip Form Paving" if specified |  | C039AConstruction of Curb and Gutter (150 mm ht, Modified Barrier, Integral, 600 mm width, 150 mm Plain Type ^ Concrete Pavement)SD-200 SD-203Bm | 394 | F0 | C2 | C2
C039B | vii)* | Construction of Curb and Gutter (180 mm ht, Modified Barrier, Integral, 600 mm width, 150 mm Plain Type ^ Concrete Pavement) | SD-200 SD-203B | m |  |  | 0 | add "Slip Form Paving" if specified |  | C039BConstruction of Curb and Gutter (180 mm ht, Modified Barrier, Integral, 600 mm width, 150 mm Plain Type ^ Concrete Pavement)SD-200 SD-203Bm | 395 | F0 | C2 | C2
C040 | viii) | Construction of Curb and Gutter (40 mm ht, Lip Curb, Integral, 600 mm width, 150 mm Plain Type ^ Concrete Pavement) | SD-200 SD-202B | m |  |  | 0 | ^ height, add "Slip Form Paving" if specified |  | C040Construction of Curb and Gutter (40 mm ht, Lip Curb, Integral, 600 mm width, 150 mm Plain Type ^ Concrete Pavement)SD-200 SD-202Bm | 396 | F0 | C2 | C2
C041 | ix) | Construction of Curb and Gutter (8-12 mm ht, Curb Ramp, Integral, 600 mm width, 150 mm Plain Type ^ Concrete Pavement) | SD-200 SD-229E | m |  |  | 0 | type & reference to Standard Detail |  | C041Construction of Curb and Gutter (8-12 mm ht, Curb Ramp, Integral, 600 mm width, 150 mm Plain Type ^ Concrete Pavement)SD-200 SD-229Em | 397 | F0 | C2 | C2
C042 | x) | Construction of Mountable Curb ^ (Integral) | SD-201 | m |  |  | 0 | ^ height, concrete type, add "Slip Form Paving" if specified |  | C042Construction of Mountable Curb ^ (Integral)SD-201m | 398 | F0 | C2 | C2
C042 | x)* | Construction of Mountable Curb (120 mm, Type ^, Integral) | SD-201 | m |  |  | 0 | add "Slip Form Paving" if specified |  | C042Construction of Mountable Curb (120 mm, Type ^, Integral)SD-201m | 399 | F0 | C2 | C2
C043 | xi) | Construction of Lip Curb (125 mm ht, Type ^, Integral) |  | m |  |  | 0 | add "Slip Form Paving" if specified |  | C043Construction of Lip Curb (125 mm ht, Type ^, Integral)m | 400 | F0 | C2 | C2
C044 | xii | Construction of Lip Curb (75 mm ht, Type ^, Integral) | SD-202A | m |  |  | 0 | add "Slip Form Paving" if specified |  | C044Construction of Lip Curb (75 mm ht, Type ^, Integral)SD-202Am | 401 | F0 | C2 | C2
C045 | xiii) | Construction of Lip Curb (40 mm ht, Type ^, Integral) | SD-202B | m |  |  | 0 | add "Slip Form Paving" if specified |  | C045Construction of Lip Curb (40 mm ht, Type ^, Integral)SD-202Bm | 402 | F0 | C2 | C2
C046 | xiv) | Construction of Curb Ramp (8-12 mm ht, Type ^, Integral) | SD-229C | m |  |  | 0 | * reference to Standard Detail |  | C046Construction of Curb Ramp (8-12 mm ht, Type ^, Integral)SD-229Cm | 403 | F0 | C2 | C2
C046A | xv) | Construction of Curb Ramp (8-12 mm ht, Type ^, Monolithic) | SD-229C | m |  |  | 0 | * reference to Standard Detail |  | C046AConstruction of Curb Ramp (8-12 mm ht, Type ^, Monolithic)SD-229Cm | 404 | F0 | C2 | C2
C047 | xvi) | Construction of Safety Curb (^ mm ht, Type ^) | SD-206B | m |  |  | 0 |  |  | C047Construction of Safety Curb (^ mm ht, Type ^)SD-206Bm | 405 | F0 | C2 | C2
C047A | xvii) | Construction of Splash Strip (180 mm ht, Monolithic Barrier Curb, 750 mm width, Type ^) | SD-223A | m |  |  | 0 | add "Slip Form Paving" if specified |  | C047AConstruction of Splash Strip (180 mm ht, Monolithic Barrier Curb, 750 mm width, Type ^)SD-223Am | 406 | F0 | C2 | C2
C047B | xviii) | Construction of Splash Strip (180 mm ht, Monolithic Modified Barrier Curb, 750 mm width, Type ^) | SD-223A | m |  |  | 0 | add "Slip Form Paving" if specified |  | C047BConstruction of Splash Strip (180 mm ht, Monolithic Modified Barrier Curb, 750 mm width, Type ^)SD-223Am | 407 | F0 | C2 | C2
C047C | xix) | Construction of Splash Strip, (Separate, 600 mm width, Type ^) | SD-223B | m |  |  | 0 |  |  | C047CConstruction of Splash Strip, (Separate, 600 mm width, Type ^)SD-223Bm | 408 | F0 | C2 | C2
C050 | C.4 | Supply and Installation of Dowel Assemblies ^ | CW 3310-R19 | m |  |  | 0 | ^ Specify diameter of dowels |  | C050Supply and Installation of Dowel Assemblies ^CW 3310-R19m | 409 | F0 | C2 | C2
C051 | C.5 | 100 mm Type ^ Concrete Sidewalk | CW 3325-R5 | m² |  |  | 0 |  |  | C051100 mm Type ^ Concrete SidewalkCW 3325-R5m² | 410 | F0 | C2 | C2
C052 | C.6 | Interlocking Paving Stones | CW 3330-R5 | m² |  |  | 0 |  |  | C052Interlocking Paving StonesCW 3330-R5m² | 411 | F0 | C2 | C2
C053 | C.7 | Supplying and Placing Limestone Sub-base | CW 3330-R5 | tonne |  |  | 0 |  |  | C053Supplying and Placing Limestone Sub-baseCW 3330-R5tonne | 412 | F0 | C2 | C2
C054A | C.8 | Interlocking Paving Stones | CW 3335-R1 | m² |  |  | 0 |  |  | C054AInterlocking Paving StonesCW 3335-R1m² | 413 | F0 | C2 | C2
C054 | C.9 | Lean Concrete Base | CW 3335-R1 | m² |  |  | 0 |  |  | C054Lean Concrete BaseCW 3335-R1m² | 414 | F0 | C2 | C2
C055 | C.10 | Construction of Asphaltic Concrete Pavements | CW 3410-R12, E^ | [5 empty] | LOCKED | C055Construction of Asphaltic Concrete PavementsCW 3410-R12, E^ | 415 | F0 | G | C2
C056 | i) | Main Line Paving | [6 empty] | LOCKED | C056Main Line Paving | 416 | F0 | G | C2
C057 | a) | Type I |  | tonne |  |  | 0 |  |  | C057Type Itonne | 417 | F0 | C2 | C2
C058 | b) | Type IA |  | tonne |  |  | 0 |  |  | C058Type IAtonne | 418 | F0 | C2 | C2
C058A | c) | Type MS1 |  | tonne |  |  | 0 |  |  | C058AType MS1tonne | 419 | F0 | C2 | C2
C058B | d) | Type MS2 |  | tonne |  |  | 0 |  |  | C058BType MS2tonne | 420 | F0 | C2 | C2
C058C | e) | Type SP1 |  | tonne |  |  | 0 |  |  | C058CType SP1tonne | 421 | F0 | C2 | C2
C058D | f) | Type SP2 |  | tonne |  |  | 0 |  |  | C058DType SP2tonne | 422 | F0 | C2 | C2
C059 | ii) | Tie-ins and Approaches | [6 empty] | LOCKED | C059Tie-ins and Approaches | 423 | F0 | G | C2
C060 | a) | Type IA |  | tonne |  |  | 0 |  |  | C060Type IAtonne | 424 | F0 | C2 | C2
C060A | b) | Type MS1 |  | tonne |  |  | 0 |  |  | C060AType MS1tonne | 425 | F0 | C2 | C2
C060B | c) | Type MS2 |  | tonne |  |  | 0 |  |  | C060BType MS2tonne | 426 | F0 | C2 | C2
C060C | d) | Type SP1 |  | tonne |  |  | 0 |  |  | C060CType SP1tonne | 427 | F0 | C2 | C2
C060D | e) | Type SP2 |  | tonne |  |  | 0 |  |  | C060DType SP2tonne | 428 | F0 | C2 | C2
C061 | f) | Type I |  | tonne |  |  | 0 |  |  | C061Type Itonne | 429 | F0 | C2 | C2
C062 | g) | Type II |  | tonne |  |  | 0 |  |  | C062Type IItonne | 430 | F0 | C2 | C2
C063 | C.11 | Construction of Asphaltic Concrete Base Course (Type III) | CW 3410-R12 | tonne |  |  | 0 |  |  | C063Construction of Asphaltic Concrete Base Course (Type III)CW 3410-R12tonne | 431 | F0 | C2 | C2
C064 | C.12 | Construction of Asphalt Patches | CW 3410-R12, E^ | m² |  |  | 0 |  |  | C064Construction of Asphalt PatchesCW 3410-R12, E^m² | 432 | F0 | C2 | C2
C064 | = | LAST USED CODE FOR SECTION |  |  |  |  | 0 |  | LOCKED | C064LAST USED CODE FOR SECTION | 433 | F0 | G | C2
| D | JOINT AND CRACK SEALING | [6 empty] | LOCKED | JOINT AND CRACK SEALING | 434 | F0 | G | F2
D001 | D.1 | Joint Sealing | CW 3250-R7 | m |  |  | 0 |  |  | D001Joint SealingCW 3250-R7m | 435 | F0 | C2 | C2
D002 | D.2 | Crack Sealing | CW 3250-R7 | [5 empty] | LOCKED | D002Crack SealingCW 3250-R7 | 436 | F0 | G | C2
D003 | i) | 2 mm to 10 mm Wide |  | m |  |  | 0 |  |  | D0032 mm to 10 mm Widem | 437 | F0 | C2 | C2
D004 | ii) | >10 mm to 25 mm Wide |  | m |  |  | 0 |  |  | D004>10 mm to 25 mm Widem | 438 | F0 | C2 | C2
D005 | D.3 | Longitudinal Joint & Crack Filling ( > 25 mm in width ) | CW 3250-R7 | m |  |  | 0 |  |  | D005Longitudinal Joint & Crack Filling ( > 25 mm in width )CW 3250-R7m | 439 | F0 | C2 | C2
D006 | D.4 | Reflective Crack Maintenance | CW 3250-R7 | m |  |  | 0 |  |  | D006Reflective Crack MaintenanceCW 3250-R7m | 440 | F0 | C2 | C2
D006 | = | LAST USED CODE FOR SECTION |  |  |  |  | 0 |  | LOCKED | D006LAST USED CODE FOR SECTION | 441 | F0 | G | C2
| E | ASSOCIATED DRAINAGE AND UNDERGROUND WORKS | [6 empty] | LOCKED | ASSOCIATED DRAINAGE AND UNDERGROUND WORKS | 442 | F0 | G | F2
E003 | E.1 | Catch Basin | CW 2130-R13 | [5 empty] | LOCKED | E003Catch BasinCW 2130-R13 | 443 | F0 | G | C2
E004 | i)* | SD-024, 1200 mm deep |  | each |  |  | 0 |  |  | E004SD-024, 1200 mm deepeach | 444 | F0 | C2 | C2
E004A | i)* | SD-024, 1800 mm deep |  | each |  |  | 0 |  |  | E004ASD-024, 1800 mm deepeach | 445 | F0 | C2 | C2
E005 | ii)* | SD-025, 1200 mm deep |  | each |  |  | 0 |  |  | E005SD-025, 1200 mm deepeach | 446 | F0 | C2 | C2
E005A | ii)* | SD-025, 1800 mm deep |  | each |  |  | 0 |  |  | E005ASD-025, 1800 mm deepeach | 447 | F0 | C2 | C2
E006 | E.2 | Catch Pit | CW 2130-R13 | [5 empty] | LOCKED | E006Catch PitCW 2130-R13 | 448 | F0 | G | C2
E007 | i) | SD-023 |  | each |  |  | 0 |  |  | E007SD-023each | 449 | F0 | C2 | C2
E007A | E.3 | Remove and Replace Existing Catch Basin | CW 2130-R13 | [5 empty] | LOCKED | E007ARemove and Replace Existing Catch BasinCW 2130-R13 | 450 | F0 | G | C2
E007B | i) | SD-024 |  | each |  |  | 0 |  |  | E007BSD-024each | 451 | F0 | C2 | C2
E007C | ii) | SD-025 |  | each |  |  | 0 |  |  | E007CSD-025each | 452 | F0 | C2 | C2
E007D | E.4 | Remove and Replace Existing Catch Pit | CW 2130-R13 | [5 empty] | LOCKED | E007DRemove and Replace Existing Catch PitCW 2130-R13 | 453 | F0 | G | C2
E007E | i) | SD-023 |  | each |  |  | 0 |  |  | E007ESD-023each | 454 | F0 | C2 | C2
E008 | E.5 | Sewer Service | CW 2130-R13 | [5 empty] | LOCKED | E008Sewer ServiceCW 2130-R13 | 455 | F0 | G | C2
E009 | i) | ^ mm, ^ | [5 empty] | ^ specify diameter, type | LOCKED | E009^ mm, ^ | 456 | F0 | G | C2
E009 | i)* | 150 mm, PVC | [6 empty] | LOCKED | E009150 mm, PVC | 457 | F0 | G | C2
E010 | a) | In a Trench, Class ^ Type ^ Bedding, Class 2 Backfill |  | m |  |  | 0 | ^ Class A bedding or Class B bedding with sand, type 2 or type 3 material and Class 1,2,3,4 or 5 Backfill |  | E010In a Trench, Class ^ Type ^ Bedding, Class 2 Backfillm | 458 | F0 | C2 | C2
E011 | b) | Trenchless Installation, Class ^ Type ^ Bedding, Class ^ Backfill |  | m |  |  | 0 | ^ Class A bedding or Class B bedding with sand, type 2 or type 3 material and Class 1,2,3,4 or 5 Backfill |  | E011Trenchless Installation, Class ^ Type ^ Bedding, Class ^ Backfillm | 459 | F0 | C2 | C2
E012 | E.6 | Drainage Connection Pipe | CW 2130-R13 | m |  |  | 0 |  |  | E012Drainage Connection PipeCW 2130-R13m | 460 | F0 | C2 | C2
E013 | E.7 | Sewer Service Risers | CW 2130-R13 | [5 empty] | LOCKED | E013Sewer Service RisersCW 2130-R13 | 461 | F0 | G | C2
E014 | i) | ^ mm | [5 empty] | ^ specify diameter | LOCKED | E014^ mm | 462 | F0 | G | C2
E014 | i)* | 150 mm | [6 empty] | LOCKED | E014150 mm | 463 | F0 | G | C2
E015 | a) | SD-014 |  | vert. m |  |  | 0 |  |  | E015SD-014vert. m | 464 | F1 | C2 | C2
E016 | b) | SD-015 |  | vert. m |  |  | 0 |  |  | E016SD-015vert. m | 465 | F1 | C2 | C2
E017 | E.8 | Sewer Repair - Up to 3.0 Meters Long | CW 2130-R13 |  |  |  |  | 3.25.1 (Video Inspections) – “ Perform video inspection of sewers in accordance with CW 2145 except for Sections 3.18, 3.19, 3.21 and 3.22 and their associated payment clauses which do not apply to sewer repairs and new sewer installations.” | LOCKED | E017Sewer Repair - Up to 3.0 Meters LongCW 2130-R13 | 466 | F0 | G | C2
E017A | i)* | 150 mm | [6 empty] | LOCKED | E017A150 mm | 467 | F0 | G | C2
E017B | a) | Class ^ Backfill |  | each |  |  | 0 |  |  | E017BClass ^ Backfilleach | 468 | F0 | C2 | C2
E017C | i)* | 200 mm | [6 empty] | LOCKED | E017C200 mm | 469 | F0 | G | C2
E017D | a) | Class ^ Backfill |  | each |  |  | 0 |  |  | E017DClass ^ Backfilleach | 470 | F0 | C2 | C2
E017E | i)* | 250 mm | [6 empty] | LOCKED | E017E250 mm | 471 | F0 | G | C2
E017F | a) | Class ^ Backfill |  | each |  |  | 0 |  |  | E017FClass ^ Backfilleach | 472 | F0 | C2 | C2
E017G | i)* | 300 mm | [6 empty] | LOCKED | E017G300 mm | 473 | F0 | G | C2
E017H | a) | Class ^ Backfill |  | each |  |  | 0 |  |  | E017HClass ^ Backfilleach | 474 | F0 | C2 | C2
E017I | i)* | 375mm | [6 empty] | LOCKED | E017I375mm | 475 | F0 | G | C2
E017J | a) | Class ^ Backfill |  | each |  |  | 0 |  |  | E017JClass ^ Backfilleach | 476 | F0 | C2 | C2
E017K | i)* | 450 mm | [6 empty] | LOCKED | E017K450 mm | 477 | F0 | G | C2
E017L | a) | Class ^ Backfill |  | each |  |  | 0 |  |  | E017LClass ^ Backfilleach | 478 | F0 | C2 | C2
E017M | i)* | 600 mm | [6 empty] | LOCKED | E017M600 mm | 479 | F0 | G | C2
E017N | a) | Class ^ Backfill |  | each |  |  | 0 |  |  | E017NClass ^ Backfilleach | 480 | F0 | C2 | C2
E018 | i) | ^ mm | [5 empty] | ^ specify diameter | LOCKED | E018^ mm | 481 | F0 | G | C2
E019 | a) | Class ^ Backfill |  | each |  |  | 0 |  |  | E019Class ^ Backfilleach | 482 | F0 | C2 | C2
E020 | E.9 | Sewer Repair - In Addition to First 3.0 Meters | CW 2130-R13 |  |  |  |  | 3.25.1 (Video Inspections) – “ Perform video inspection of sewers in accordance with CW 2145 except for Sections 3.18, 3.19, 3.21 and 3.22 and their associated payment clauses which do not apply to sewer repairs and new sewer installations.” | LOCKED | E020Sewer Repair - In Addition to First 3.0 MetersCW 2130-R13 | 483 | F0 | G | C2
E020A | i) | 150 mm | [6 empty] | LOCKED | E020A150 mm | 484 | F0 | G | C2
E020B | a) | Class ^ Backfill |  | m |  |  | 0 | ^ specify class of backfill 1,2,3,4,5 |  | E020BClass ^ Backfillm | 485 | F0 | C2 | C2
E020C | i) | 200 mm | [6 empty] | LOCKED | E020C200 mm | 486 | F0 | G | C2
E020D | a) | Class ^ Backfill |  | m |  |  | 0 | ^ specify class of backfill 1,2,3,4,5 |  | E020DClass ^ Backfillm | 487 | F0 | C2 | C2
E020E | i) | 250 mm | [6 empty] | LOCKED | E020E250 mm | 488 | F0 | G | C2
E020F | a) | Class ^ Backfill |  | m |  |  | 0 | ^ specify class of backfill 1,2,3,4,5 |  | E020FClass ^ Backfillm | 489 | F0 | C2 | C2
E020G | i) | 300 mm | [6 empty] | LOCKED | E020G300 mm | 490 | F0 | G | C2
E020H | a) | Class ^ Backfill |  | m |  |  | 0 | ^ specify class of backfill 1,2,3,4,5 |  | E020HClass ^ Backfillm | 491 | F0 | C2 | C2
E020I | i) | 375 mm | [6 empty] | LOCKED | E020I375 mm | 492 | F0 | G | C2
E020J | a) | Class ^ Backfill |  | m |  |  | 0 | ^ specify class of backfill 1,2,3,4,5 |  | E020JClass ^ Backfillm | 493 | F0 | C2 | C2
E020K | i) | 450 mm | [6 empty] | LOCKED | E020K450 mm | 494 | F0 | G | C2
E020L | a) | Class ^ Backfill |  | m |  |  | 0 | ^ specify class of backfill 1,2,3,4,5 |  | E020LClass ^ Backfillm | 495 | F0 | C2 | C2
E020M | i) | 600 mm | [6 empty] | LOCKED | E020M600 mm | 496 | F0 | G | C2
E020N | a) | Class ^ Backfill |  | m |  |  | 0 | ^ specify class of backfill 1,2,3,4,5 |  | E020NClass ^ Backfillm | 497 | F0 | C2 | C2
E021 | i) | ^ mm | [5 empty] | ^ specify diameter | LOCKED | E021^ mm | 498 | F0 | G | C2
E022 | a) | Class ^ Backfill |  | m |  |  | 0 | ^ specify class of backfill 1,2,3,4,5 |  | E022Class ^ Backfillm | 499 | F0 | C2 | C2
E022A | E.10 | Sewer Inspection ( following repair) | CW 2145-R5 | [5 empty] | LOCKED | E022ASewer Inspection ( following repair)CW 2145-R5 | 500 | F0 | G | C2
E022B | i) | 150 mm, ^ |  | m |  |  | 0 | ^ specify type of sewer |  | E022B150 mm, ^m | 501 | ,0 | C2 | C2
E022C | i) | 200 mm, ^ |  | m |  |  | 0 | ^ specify type of sewer |  | E022C200 mm, ^m | 502 | ,0 | C2 | C2
E022D | i) | 250 mm, ^ |  | m |  |  | 0 | ^ specify type of sewer |  | E022D250 mm, ^m | 503 | ,0 | C2 | C2
E022E | i) | 300 mm, ^ |  | m |  |  | 0 | ^ specify type of sewer |  | E022E300 mm, ^m | 504 | ,0 | C2 | C2
E022F | i) | 375 mm, ^ |  | m |  |  | 0 | ^ specify type of sewer |  | E022F375 mm, ^m | 505 | ,0 | C2 | C2
E022G | i) | 450 mm, ^ |  | m |  |  | 0 | ^ specify type of sewer |  | E022G450 mm, ^m | 506 | ,0 | C2 | C2
E022H | i) | 600 mm, ^ |  | m |  |  | 0 | ^ specify type of sewer |  | E022H600 mm, ^m | 507 | ,0 | C2 | C2
E022I | i) | ^ mm, ^ |  | m |  |  | 0 | ^ specify size and type of sewer |  | E022I^ mm, ^m | 508 | ,0 | C2 | C2
E023 | E.11 | Frames & Covers | CW 3210-R8 | [5 empty] | LOCKED | E023Frames & CoversCW 3210-R8 | 509 | F0 | G | C2
E024 | i) | AP-006 - Standard Frame for Manhole and Catch Basin |  | each |  |  | 0 |  |  | E024AP-006 - Standard Frame for Manhole and Catch Basineach | 510 | F0 | C2 | C2
E025 | ii) | AP-007 - Standard Solid Cover for Standard Frame |  | each |  |  | 0 |  |  | E025AP-007 - Standard Solid Cover for Standard Frameeach | 511 | F0 | C2 | C2
E026 | iii) | AP-008 - Standard Grated Cover for Standard Frame |  | each |  |  | 0 |  |  | E026AP-008 - Standard Grated Cover for Standard Frameeach | 512 | F0 | C2 | C2
E026A | iv) | AP-009 - Beehive Manhole Cover |  | each |  |  | 0 |  |  | E026AAP-009 - Beehive Manhole Covereach | 513 | F0 | C2 | C2
E028 | v) | AP-011 - Barrier Curb and Gutter Frame |  | each |  |  | 0 |  |  | E028AP-011 - Barrier Curb and Gutter Frameeach | 514 | F0 | C2 | C2
E029 | vi) | AP-012 - Barrier Curb and Gutter Cover |  | each |  |  | 0 |  |  | E029AP-012 - Barrier Curb and Gutter Covereach | 515 | F0 | C2 | C2
E031 | vii) | AP-015 - Mountable Curb and Gutter Frame |  | each |  |  | 0 |  |  | E031AP-015 - Mountable Curb and Gutter Frameeach | 516 | F0 | C2 | C2
E031A | viii) | AP-016 - Mountable Curb and Gutter Cover |  | each |  |  | 0 |  |  | E031AAP-016 - Mountable Curb and Gutter Covereach | 517 | F0 | C2 | C2
E031B | ix) | AP-017 - Mountable Curb and Gutter Paving Cover |  | each |  |  | 0 |  |  | E031BAP-017 - Mountable Curb and Gutter Paving Covereach | 518 | F0 | C2 | C2
E031C | x) | AP-018 - Modified Barrier Curb and Gutter Frame |  | each |  |  | 0 |  |  | E031CAP-018 - Modified Barrier Curb and Gutter Frameeach | 519 | F0 | C2 | C2
E031D | xi) | AP-019 - Modified Barrier Curb and Gutter Cover |  | each |  |  | 0 |  |  | E031DAP-019 - Modified Barrier Curb and Gutter Covereach | 520 | F0 | C2 | C2
E031E | xii) | AP-021 - Integrated Side Inlet Cover |  | each |  |  | 0 |  |  | E031EAP-021 - Integrated Side Inlet Covereach | 521 | F0 | C2 | C2
E032 | E.12 | Connecting to Existing Manhole | CW 2130-R13 | [5 empty] | LOCKED | E032Connecting to Existing ManholeCW 2130-R13 | 522 | F0 | G | C2
E033 | i) | ^ mm Catch Basin Lead |  | each |  |  | 0 | ^ specify size |  | E033^ mm Catch Basin Leadeach | 523 | F0 | C2 | C2
E033 | i)* | 200 mm Catch Basin Lead |  | each |  |  | 0 | ^ specify size |  | E033200 mm Catch Basin Leadeach | 524 | F0 | C2 | C2
E033 | i)* | 250 mm Catch Basin Lead |  | each |  |  | 0 | ^ specify size |  | E033250 mm Catch Basin Leadeach | 525 | F0 | C2 | C2
E034 | E.13 | Connecting to Existing Catch Basin | CW 2130-R13 | [5 empty] | LOCKED | E034Connecting to Existing Catch BasinCW 2130-R13 | 526 | F0 | G | C2
E035 | i) | ^ mm Drainage Connection Pipe |  | each |  |  | 0 | ^ specify size |  | E035^ mm Drainage Connection Pipeeach | 527 | F0 | C2 | C2
E035 | i)* | 200 mm Drainage Connection Pipe |  | each |  |  | 0 | ^ specify size |  | E035200 mm Drainage Connection Pipeeach | 528 | F0 | C2 | C2
E035 | i)* | 250 mm Drainage Connection Pipe |  | each |  |  | 0 | ^ specify size |  | E035250 mm Drainage Connection Pipeeach | 529 | F0 | C2 | C2
E035A | E.14 | Connecting to Existing Catch Pit | CW 2130-R13 | [5 empty] | LOCKED | E035AConnecting to Existing Catch PitCW 2130-R13 | 530 | F0 | C2 | C2
E035B | i) | ^ mm Drainage Connection Inlet Pipe |  | each |  |  | 0 | ^ specify size |  | E035B^ mm Drainage Connection Inlet Pipeeach | 531 | F0 | C2 | C2
E035B | i)* | 200 mm Drainage Connection Inlet Pipe |  | each |  |  | 0 | ^ specify size |  | E035B200 mm Drainage Connection Inlet Pipeeach | 532 | F0 | C2 | C2
E035B | i)* | 250 mm Drainage Connection Inlet Pipe |  | each |  |  | 0 | ^ specify size |  | E035B250 mm Drainage Connection Inlet Pipeeach | 533 | F0 | C2 | C2
E035C | E.15 | Connecting to Existing Inlet Box | CW 2130-R13 | [5 empty] | LOCKED | E035CConnecting to Existing Inlet BoxCW 2130-R13 | 534 | F0 | C2 | C2
E035D | i) | ^ mm Drainage Connection Inlet Pipe |  | each |  |  | 0 | ^ specify size |  | E035D^ mm Drainage Connection Inlet Pipeeach | 535 | F0 | C2 | C2
E035D | i)* | 200 mm Drainage Connection Inlet Pipe |  | each |  |  | 0 | ^ specify size |  | E035D200 mm Drainage Connection Inlet Pipeeach | 536 | F0 | C2 | C2
E035D | i)* | 250 mm Drainage Connection Inlet Pipe |  | each |  |  | 0 | ^ specify size |  | E035D250 mm Drainage Connection Inlet Pipeeach | 537 | F0 | C2 | C2
E036 | E.16 | Connecting to Existing Sewer | CW 2130-R13 |  |  |  |  | 3.16.7 - Perform a video inspection of the existing sewer after completion of backfilling and compaction using the video equipment indicated in CW 2145 from the nearest manhole to a minimum of 2 metres past the new connection. | LOCKED | E036Connecting to Existing SewerCW 2130-R13 | 538 | F0 | C2 | C2
E037 | i) | ^ mm (Type ^) Connecting Pipe | [5 empty] | ^ specify size and type | LOCKED | E037^ mm (Type ^) Connecting Pipe | 539 | F0 | G | C2
E038 | a) | Connecting to 300 mm (Type ^ ) Sewer |  | each |  |  | 0 | "Type" opt. if known |  | E038Connecting to 300 mm (Type ^ ) Sewereach | 540 | F0 | C2 | C2
E039 | b) | Connecting to 375 mm (Type ^ ) Sewer |  | each |  |  | 0 | "Type" opt. if known |  | E039Connecting to 375 mm (Type ^ ) Sewereach | 541 | F0 | C2 | C2
E040 | c) | Connecting to 450 mm (Type ^) Sewer |  | each |  |  | 0 | "Type" opt. if known |  | E040Connecting to 450 mm (Type ^) Sewereach | 542 | F0 | C2 | C2
E041 | d) | Connecting to 525 mm (Type ^) Sewer |  | each |  |  | 0 | "Type" opt. if known |  | E041Connecting to 525 mm (Type ^) Sewereach | 543 | F0 | C2 | C2
E041A | e) | Connecting to 600 mm (Type ^) Sewer |  | each |  |  | 0 | "Type" opt. if known |  | E041AConnecting to 600 mm (Type ^) Sewereach | 544 | F0 | C2 | C2
E041B | f) | Connecting to ^ mm (Type ^) Sewer |  | each |  |  | 0 | ^ specify size , "Type" opt. if known |  | E041BConnecting to ^ mm (Type ^) Sewereach | 545 | F0 | C2 | C2
E042 | E.17 | Connecting New Sewer Service to Existing Sewer Service | CW 2130-R13 | [5 empty] | LOCKED | E042Connecting New Sewer Service to Existing Sewer ServiceCW 2130-R13 | 546 | F0 | G | C2
E043 | i) | ^ mm |  | each |  |  | 0 | ^ specify size. |  | E043^ mmeach | 547 | F0 | C2 | C2
E044 | E.18 | Abandoning Existing Catch Basins | CW 2130-R13 | each |  |  | 0 |  |  | E044Abandoning Existing Catch BasinsCW 2130-R13each | 548 | F0 | C2 | C2
E045 | E.19 | Abandoning Existing Catch Pit | CW 2130-R13 | each |  |  | 0 |  |  | E045Abandoning Existing Catch PitCW 2130-R13each | 549 | F0 | C2 | C2
E046 | E.20 | Removal of Existing Catch Basins | CW 2130-R13 | each |  |  | 0 |  |  | E046Removal of Existing Catch BasinsCW 2130-R13each | 550 | F0 | C2 | C2
E047 | E.21 | Removal of Existing Catch Pit | CW 2130-R13 | each |  |  | 0 |  |  | E047Removal of Existing Catch PitCW 2130-R13each | 551 | F0 | C2 | C2
E048 | E.22 | Relocation of Existing Catch Basins | CW 2130-R13 | each |  |  | 0 |  |  | E048Relocation of Existing Catch BasinsCW 2130-R13each | 552 | F0 | C2 | C2
E049 | E.23 | Relocation of Existing Catch Pit | CW 2130-R13 | each |  |  | 0 |  |  | E049Relocation of Existing Catch PitCW 2130-R13each | 553 | F0 | C2 | C2
E050 | E.24 | Abandoning Existing Drainage Inlets | CW 2130-R13 | each |  |  | 0 |  |  | E050Abandoning Existing Drainage InletsCW 2130-R13each | 554 | F0 | C2 | C2
E050A | E.25 | Catch Basin Cleaning | CW 2140-R5 | each |  |  | 0 | See CW 1120-R1 Section 3.8 |  | E050ACatch Basin CleaningCW 2140-R5each | 555 | F0 | C2 | C2
E051 | E.26 | Installation of Subdrains | CW 3120-R4 | m |  |  | 0 |  |  | E051Installation of SubdrainsCW 3120-R4m | 556 | F0 | C2 | C2
E052s | E.27 | Corrugated Steel Pipe Culvert - Supply | CW 3610-R5 | [5 empty] | LOCKED | E052sCorrugated Steel Pipe Culvert - SupplyCW 3610-R5 | 557 | F0 | G | C2
E053s | i) | (250 mm, ^ gauge, ^) |  | m |  |  | 0 | ^ specify gauge, (Galvinized, Aluminized, or Polymer Coat) |  | E053s(250 mm, ^ gauge, ^)m | 558 | F0 | C2 | C2
E053As | i) | (300 mm, ^ gauge, ^) |  | m |  |  | 0 | ^ specify gauge, (Galvinized, Aluminized, or Polymer Coat) |  | E053As(300 mm, ^ gauge, ^)m | 559 | F0 | C2 | C2
E054s | ii) | (375 mm,^ gauge, ^) |  | m |  |  | 0 | ^ specify gauge, (Galvinized, Aluminized, or Polymer Coat) |  | E054s(375 mm,^ gauge, ^)m | 560 | F0 | C2 | C2
E055s | iii) | (450 mm,^ gauge, ^) |  | m |  |  | 0 | ^ specify gauge, (Galvinized, Aluminized, or Polymer Coat) |  | E055s(450 mm,^ gauge, ^)m | 561 | F0 | C2 | C2
E056s | iv) | (600 mm,^ gauge, ^) |  | m |  |  | 0 | ^ specify gauge, (Galvinized, Aluminized, or Polymer Coat) |  | E056s(600 mm,^ gauge, ^)m | 562 | F0 | C2 | C2
E057s | v) | (^ mm, ^ gauge, ^) |  | m |  |  | 0 | ^ specify gauge, (Galvinized, Aluminized, or Polymer Coat) |  | E057s(^ mm, ^ gauge, ^)m | 563 | F0 | C2 | C2
E057i | E.28 | Corrugated Steel Pipe Culvert - Install | CW 3610-R5 | [5 empty] | LOCKED | E057iCorrugated Steel Pipe Culvert - InstallCW 3610-R5 | 564 | F0 | G | C2
E058i | i) | (250 mm, ^ gauge, ^) |  | m |  |  | 0 | ^ specify gauge, (Galvinized, Aluminized, or Polymer Coat) |  | E058i(250 mm, ^ gauge, ^)m | 565 | F0 | C2 | C2
E058Ai | i) | (300 mm, ^ gauge, ^) |  | m |  |  | 0 | ^ specify gauge, (Galvinized, Aluminized, or Polymer Coat) |  | E058Ai(300 mm, ^ gauge, ^)m | 566 | F0 | C2 | C2
E059i | ii) | (375 mm, ^ gauge, ^) |  | m |  |  | 0 | ^ specify gauge, (Galvinized, Aluminized, or Polymer Coat) |  | E059i(375 mm, ^ gauge, ^)m | 567 | F0 | C2 | C2
E060i | iii) | (450 mm, ^ gauge, ^) |  | m |  |  | 0 | ^ specify gauge, (Galvinized, Aluminized, or Polymer Coat) |  | E060i(450 mm, ^ gauge, ^)m | 568 | F0 | C2 | C2
E061i | iv) | (600 mm, ^ gauge, ^) |  | m |  |  | 0 | ^ specify gauge, (Galvinized, Aluminized, or Polymer Coat) |  | E061i(600 mm, ^ gauge, ^)m | 569 | F0 | C2 | C2
E062i | v) | (^ mm, ^ gauge, ^) |  | m |  |  | 0 | ^ specify gauge, (Galvinized, Aluminized, or Polymer Coat) |  | E062i(^ mm, ^ gauge, ^)m | 570 | F0 | C2 | C2
E062s | E.29 | Precast Concrete Pipe Culvert - Supply | CW 3610-R5 | [5 empty] | LOCKED | E062sPrecast Concrete Pipe Culvert - SupplyCW 3610-R5 | 571 | F0 | G | C2
E063s | i) | ^ mm |  | m |  |  | 0 | ^ specify diameter |  | E063s^ mmm | 572 | F0 | C2 | C2
E064i | E.30 | Precast Concrete Pipe Culvert - Install | CW 3610-R5 | [5 empty] | LOCKED | E064iPrecast Concrete Pipe Culvert - InstallCW 3610-R5 | 573 | F0 | C2 | C2
E065i | i) | ^ mm |  | m |  |  | 0 | ^ specify diameter |  | E065i^ mmm | 574 | F0 | C2 | C2
E065iA | E.31 | High Density Polyethylene Pipe - Supply | CW 3610-R5 | [5 empty] | LOCKED | E065iAHigh Density Polyethylene Pipe - SupplyCW 3610-R5 | 575 | F0 | G | C2
E065iB | i) | (^ mm) |  | m |  |  | 0 | ^ specify diameter |  | E065iB(^ mm)m | 576 | F0 | C2 | C2
E065iC | E.32 | High Density Polyethylene Pipe - Install | CW 3610-R5 | [5 empty] | LOCKED | E065iCHigh Density Polyethylene Pipe - InstallCW 3610-R5 | 577 | F0 | G | C2
E065iD | i) | (^ mm) |  | m |  |  | 0 | ^ specify diameter |  | E065iD(^ mm)m | 578 | F0 | C2 | C2
E067 | E.33 | Connections to Existing Culverts | CW 3610-R5 | each |  |  | 0 |  |  | E067Connections to Existing CulvertsCW 3610-R5each | 579 | F0 | C2 | C2
E068 | E.34 | Plugging and Abandoning of Existing Pipe Culverts | CW 3610-R5 | m³ |  |  | 0 |  |  | E068Plugging and Abandoning of Existing Pipe CulvertsCW 3610-R5m³ | 580 | F0 | C2 | C2
E069 | E.35 | Removal of Existing Culverts | CW 3610-R5 | m |  |  | 0 |  |  | E069Removal of Existing CulvertsCW 3610-R5m | 581 | F0 | C2 | C2
E070 | E.36 | Disposal of Existing Culverts | CW 3610-R5 | m |  |  | 0 |  |  | E070Disposal of Existing CulvertsCW 3610-R5m | 582 | F0 | C2 | C2
E071 | E.37 | Culvert End Markers | CW 3610-R5 | each |  |  | 0 |  |  | E071Culvert End MarkersCW 3610-R5each | 583 | F0 | C2 | C2
E072 | E.38 | Watermain and Water Service Insulation | E20 | [5 empty] | LOCKED | E072Watermain and Water Service Insulation | 584 | F0 | C2 | C2
E073 | i) | Pipe Under Roadway Excavation | SD-018 | m² |  |  | 0 | ^ - See SD-018 - thickness and width determined by depth of excavation & pipe ID. Note: E- spec assumes 100mm thickness will be suitable for our work. |  | E073Pipe Under Roadway ExcavationSD-018m² | 585 | F0 | C2 | C2
E073 | = | LAST USED CODE FOR SECTION |  |  |  |  | 0 |  | LOCKED | E073LAST USED CODE FOR SECTION | 586 | F0 | G | C2
| F | ADJUSTMENTS | [6 empty] | LOCKED | ADJUSTMENTS | 587 | F0 | G | F2
F001 | F.1 | Adjustment of Manholes/Catch Basins Frames | CW 3210-R8 | each |  |  | 0 |  |  | F001Adjustment of Manholes/Catch Basins FramesCW 3210-R8each | 588 | F0 | C2 | C2
F002 | F.2 | Replacing Existing Risers | CW 2130-R13 | [5 empty] | LOCKED | F002Replacing Existing RisersCW 2130-R13 | 589 | F0 | C2 | C2
F002A | i) | Pre-cast Concrete Risers |  | vert. m |  |  | 0 |  |  | F002APre-cast Concrete Risersvert. m | 590 | F1 | C2 | C2
F002B | ii) | Brick Risers |  | vert. m |  |  | 0 |  |  | F002BBrick Risersvert. m | 591 | F1 | C2 | C2
F002C | iii) | Cast-in-place Concrete |  | vert. m |  |  | 0 |  |  | F002CCast-in-place Concretevert. m | 592 | F1 | C2 | C2
F003 | F.3 | Lifter Rings (AP-010) | CW 3210-R8 | [5 empty] | LOCKED | F003Lifter Rings (AP-010)CW 3210-R8 | 593 | F0 | G | C2
F004 | i) | 38 mm |  | each |  |  | 0 |  |  | F00438 mmeach | 594 | F0 | C2 | C2
F005 | ii) | 51 mm |  | each |  |  | 0 |  |  | F00551 mmeach | 595 | F0 | C2 | C2
F006 | iii) | 64 mm |  | each |  |  | 0 |  |  | F00664 mmeach | 596 | F0 | C2 | C2
F007 | iv) | 76 mm |  | each |  |  | 0 |  |  | F00776 mmeach | 597 | F0 | C2 | C2
F009 | F.4 | Adjustment of Valve Boxes | CW 3210-R8 | each |  |  | 0 |  |  | F009Adjustment of Valve BoxesCW 3210-R8each | 598 | F0 | C2 | C2
F010 | F.5 | Valve Box Extensions | CW 3210-R8 | each |  |  | 0 |  |  | F010Valve Box ExtensionsCW 3210-R8each | 599 | F0 | C2 | C2
F011 | F.6 | Adjustment of Curb Stop Boxes | CW 3210-R8 | each |  |  | 0 |  |  | F011Adjustment of Curb Stop BoxesCW 3210-R8each | 600 | F0 | C2 | C2
F018 | F.7 | Curb Stop Extensions | CW 3210-R8 | each |  |  | 0 |  |  | F018Curb Stop ExtensionsCW 3210-R8each | 601 | F0 | C2 | C2
F012 | F.8 | Curb Inlet Box Covers | CW 3210-R8 | each |  |  | 0 |  |  | F012Curb Inlet Box CoversCW 3210-R8each | 602 | F0 | C2 | C2
F013 | F.9 | Curb Inlet Frames | CW 3210-R8 | each |  |  | 0 |  |  | F013Curb Inlet FramesCW 3210-R8each | 603 | F0 | C2 | C2
F014 | F.10 | Adjustment of Curb Inlet with New Inlet Box | CW 3210-R8 | each |  |  | 0 |  |  | F014Adjustment of Curb Inlet with New Inlet BoxCW 3210-R8each | 604 | F0 | C2 | C2
F015 | F.11 | Adjustment of Curb and Gutter Frames | CW 3210-R8 | each |  |  | 0 |  |  | F015Adjustment of Curb and Gutter FramesCW 3210-R8each | 605 | F0 | C2 | C2
F027 | F.12 | Barrier Curb and Gutter Riser Frame and Cover | E^ | each |  |  | 0 |  |  | F027Barrier Curb and Gutter Riser Frame and Covereach | 606 | F0 | C2 | C2
F019 | F.13 | Relocating Existing Hydrant - Type A | CW 2110-R13 | each |  |  | 0 | Type A - Using existing hydrant tee and extending lead pipe |  | F019Relocating Existing Hydrant - Type ACW 2110-R13each | 607 | F0 | C2 | C2
F020 | F.14 | Relocating Existing Hydrant - Type B | CW 2110-R13 | each |  |  | 0 | Type B - Abandoning existing hydrant tee. Contractor has option of installing new tee or using a tapping sleeve and valve. |  | F020Relocating Existing Hydrant - Type BCW 2110-R13each | 608 | F0 | C2 | C2
F022 | F.15 | Raising of Existing Hydrant | CW 2110-R13 | each |  |  | 0 |  |  | F022Raising of Existing HydrantCW 2110-R13each | 609 | F0 | C2 | C2
F023 | F.16 | Removing and Lowering Existing Hydrant | CW 2110-R13 | each |  |  | 0 |  |  | F023Removing and Lowering Existing HydrantCW 2110-R13each | 610 | F0 | C2 | C2
F024 | F.17 | Abandonment of Hydrant Tee on Watermains in Service | CW 2110-R13 | each |  |  | 0 |  |  | F024Abandonment of Hydrant Tee on Watermains in ServiceCW 2110-R13each | 611 | F0 | C2 | C2
F025 | F.18 | Installing New Flat Top Reducer | CW 2110-R13 | each |  |  | 0 |  |  | F025Installing New Flat Top ReducerCW 2110-R13each | 612 | F0 | C2 | C2
F026 | F.19 | Replacing Existing Flat Top Reducer | CW 2110-R13 | each |  |  | 0 |  |  | F026Replacing Existing Flat Top ReducerCW 2110-R13each | 613 | F0 | C2 | C2
F028 | F.20 | Adjustment of Traffic Signal Service Box Frames | CW 3210-R8 | each |  |  | 0 |  |  | F028Adjustment of Traffic Signal Service Box FramesCW 3210-R8each | 614 | F0 | C2 | C2
F028 | = | LAST USED CODE FOR SECTION |  |  |  |  | 0 |  | LOCKED | F028LAST USED CODE FOR SECTION | 615 | F0 | G | C2
| G | LANDSCAPING | [6 empty] | LOCKED | LANDSCAPING | 616 | F0 | G | F2
G001 | G.1 | Sodding | CW 3510-R10 | [5 empty] | LOCKED | G001SoddingCW 3510-R10 | 617 | F0 | G | C2
G002 | i) | width < 600 mm |  | m² |  |  | 0 |  |  | G002width < 600 mmm² | 618 | F0 | C2 | C2
G003 | ii) | width > or = 600 mm |  | m² |  |  | 0 |  |  | G003width > or = 600 mmm² | 619 | F0 | C2 | C2
G004 | G.2 | Seeding | CW 3520-R7 | m² |  |  | 0 |  |  | G004SeedingCW 3520-R7m² | 620 | F0 | C2 | C2
G005 | G.3 | Salt Tolerant Grass Seeding | E17 | m² |  |  | 0 | Include for Regional & Collector boulevards, medians, etc. |  | G005Salt Tolerant Grass Seedingm² | 621 | F0 | C2 | C2
G005 | = | LAST USED CODE FOR SECTION |  |  |  |  | 0 |  | LOCKED | G005LAST USED CODE FOR SECTION | 622 | F0 | G | C2
| H | MISCELLANEOUS | [6 empty] | LOCKED | MISCELLANEOUS | 623 | F0 | G | F2
H001 | H.1 | Meter Pit Assemblies | CW 3530-R3 | each |  |  | 0 |  |  | H001Meter Pit AssembliesCW 3530-R3each | 624 | F0 | C2 | C2
H002 | H.2 | Polyethylene Waterline, ^ mm | CW 3530-R3 | m |  |  | 0 | ^ specify diameter |  | H002Polyethylene Waterline, ^ mmCW 3530-R3m | 625 | F0 | C2 | C2
H003 | H.3 | Sprinkler Assemblies | CW 3530-R3 | each |  |  | 0 |  |  | H003Sprinkler AssembliesCW 3530-R3each | 626 | F0 | C2 | C2
H004 | H.4 | Manual Gate Valves and Value Enclosure | CW 3530-R3 | each |  |  | 0 |  |  | H004Manual Gate Valves and Value EnclosureCW 3530-R3each | 627 | F0 | C2 | C2
H005 | H.5 | Removal of Irrigation Pipe and Sprinkler Heads | CW 3530-R3 | m |  |  | 0 |  |  | H005Removal of Irrigation Pipe and Sprinkler HeadsCW 3530-R3m | 628 | F0 | C2 | C2
H006 | H.6 | Removal of Existing Box Enclosure | CW 3530-R3 | each |  |  | 0 |  |  | H006Removal of Existing Box EnclosureCW 3530-R3each | 629 | F0 | C2 | C2
H007 | H.7 | Chain Link Fence | CW 3550-R3 | [5 empty] | LOCKED | H007Chain Link FenceCW 3550-R3 | 630 | F0 | G | C2
H008 | i) | 1.83m Height |  | m |  |  | 0 |  |  | H0081.83m Heightm | 631 | F0 | C2 | C2
H009 | ii) | 2.44m Height |  | m |  |  | 0 |  |  | H0092.44m Heightm | 632 | F0 | C2 | C2
H010 | iii) | 3.05m Height |  | m |  |  | 0 |  |  | H0103.05m Heightm | 633 | F0 | C2 | C2
H011 | H.8 | Chain Link Fencing Gates | CW 3550-R3 | m |  |  | 0 |  |  | H011Chain Link Fencing GatesCW 3550-R3m | 634 | F0 | C2 | C2
H012 | H.9 | Random Stone Riprap | CW 3615-R4 | m³ |  |  | 0 |  |  | H012Random Stone RiprapCW 3615-R4m³ | 635 | F0 | C2 | C2
H013 | H.10 | Grouted Stone Riprap | CW 3615-R4 | m³ |  |  | 0 |  |  | H013Grouted Stone RiprapCW 3615-R4m³ | 636 | F0 | C2 | C2
H014 | H.11 | Sacked Concrete Riprap | CW 3615-R4 | m³ |  |  | 0 |  |  | H014Sacked Concrete RiprapCW 3615-R4m³ | 637 | F0 | C2 | C2
H015 | H.12 | Supply of Barrier Posts | CW 3650-R6 | each |  |  | 0 |  |  | H015Supply of Barrier PostsCW 3650-R6each | 638 | F0 | C2 | C2
H016 | H.13 | Installation of Barrier Posts | CW 3650-R6 | each |  |  | 0 |  |  | H016Installation of Barrier PostsCW 3650-R6each | 639 | F0 | C2 | C2
H017 | H.14 | Supply of Barrier Rails | CW 3650-R6 | m |  |  | 0 |  |  | H017Supply of Barrier RailsCW 3650-R6m | 640 | F0 | C2 | C2
H018 | H.15 | Installation of Barrier Rails | CW 3650-R6 | m |  |  | 0 |  |  | H018Installation of Barrier RailsCW 3650-R6m | 641 | F0 | C2 | C2
H019 | H.16 | Removal of Concrete | CW 3650-R6 | m² |  |  | 0 |  |  | H019Removal of ConcreteCW 3650-R6m² | 642 | F0 | C2 | C2
H020 | H.17 | Salvaging Existing Barrier Rail | CW 3650-R6 | m |  |  | 0 |  |  | H020Salvaging Existing Barrier RailCW 3650-R6m | 643 | F0 | C2 | C2
H021 | H.18 | Salvaging Existing Barrier Posts | CW 3650-R6 | each |  |  | 0 |  |  | H021Salvaging Existing Barrier PostsCW 3650-R6each | 644 | F0 | C2 | C2
H021 | = | LAST USED CODE FOR SECTION |  |  |  |  | 0 |  | LOCKED | H021LAST USED CODE FOR SECTION | 645 | F0 | G | C2
| I | MOBILIZATION/ DEMOBILIZATION | [6 empty] | LOCKED | MOBILIZATION/DEMOBILIZATION | 646 | F0 | G | F2
I001 |  | (See Blank Form B for Pay Item and formatting) | [5 empty] | Pay Item includes data validation and conditional formatting that reference the Total Bid Price cell | LOCKED | I001(See Blank Form B for Pay Item and formatting) | 647 | F0 | G | C2
0
Note on I11: High traffic volume streets (i.e. expressways, major arterials, minor arterials, industrial/commercial collectors, residential major collectors, residential minor collectors, and industrial/commercial locals), including associated approaches
Note on I12: High traffic volume streets (i.e. expressways, major arterials, minor arterials, industrial/commercial collectors, residential major collectors, residential minor collectors, and industrial/commercial locals), including associated approaches
Note on I13: Low traffic volume streets (i.e. residential locals and public lanes), including associated approaches
Note on I14: Low traffic volume streets (i.e. residential locals and public lanes), including associated approaches
Note on I15: Low traffic volume streets (i.e. residential locals and public lanes), including associated approaches
Note on I19: High traffic volume streets (i.e. expressways, major arterials, minor arterials, industrial/commercial collectors, residential major collectors, residential minor collectors, and industrial/commercial locals), including associated approaches
Note on I20: High traffic volume streets (i.e. expressways, major arterials, minor arterials, industrial/commercial collectors, residential major collectors, residential minor collectors, and industrial/commercial locals), including associated approaches
Note on I21: Low traffic volume streets (i.e. residential locals and public lanes), including associated approaches
Note on I22: Low traffic volume streets (i.e. residential locals and public lanes), including associated approaches
Note on I23: Low traffic volume streets (i.e. residential locals and public lanes), including associated approaches
Note on I28: High traffic volume streets (i.e. expressways, major arterials, minor arterials, industrial/commercial collectors, residential major collectors, residential minor collectors, and industrial/commercial locals), including associated approaches
Note on I29: High traffic volume streets (i.e. expressways, major arterials, minor arterials, industrial/commercial collectors, residential major collectors, residential minor collectors, and industrial/commercial locals), including associated approaches
Note on I30: Low traffic volume streets (i.e. residential locals and public lanes), including associated approaches
Note on I31: Low traffic volume streets (i.e. residential locals and public lanes), including associated approaches
Note on I32: Low traffic volume streets (i.e. residential locals and public lanes), including associated approaches
Note on I179: Differs from CW3335 as incidental edging support where required is included & 30 mm of bedding sand is specified vs 15 mm for limestone base ( CW3335)
Note on I411: Differs from CW3335 as incidental edging support where required is included & 30 mm of bedding sand is specified vs 15 mm for limestone base ( CW3335)
Note on I413: Differs from CW3330 as incidental edging support where required is not included & 15 mm of bedding sand is specified vs 30mm for limestone base ( CW3330)
Note on E464: Pheifer, Henly: old version has vert m ( no period)
Note on E465: Pheifer, Henly: old version has vert m ( no period)

## Number Formats (hidden)
General | "G"
0 | "F0"
#,##0 | ",0"
0.00 | "F2"
#,##0.00 | ",2"
$#,##0_);($#,##0) | "C0'
$#,##0_);[Red]($#,##0) | "C0-"
$#,##0.00_);($#,##0.00) | "C2"
$#,##0.00_);[Red]($#,##0.00) | "C2-"
0% | "P0"
0% | "P2"
0 | "S2"
# ?/? or # ??/?? | "G"
m/d/yy or m/d/yy h:mm or mm/dd/yy | "D4"
d-mmm-yy or dd-mmm-yy | "D1"
d-mmm or dd-mmm | "D2"
mmm-yy | "D3"
mm/dd | "D5"
h:mm AM/PM | "D7"
h:mm:ss AM/PM | "D6"
h:mm | "D9"
h:mm:ss | "D8"

## 29-2026
FORM B: PRICES
(SEE B9)
UNIT PRICES
CODE | ITEM | DESCRIPTION | SPEC. | UNIT | APPROX. | UNIT PRICE | AMOUNT | Locked? | Joined, Trimmed, & Cleaned for Checking | MATCH | Format F | Format G | Format H
|  |  | REF. |  | QUANTITY |  |  | LOCKED | REF. | #N/A | G | C2 | G
| PART 1 CITY FUNDED WORK | [6 empty] | LOCKED |  | #N/A | G | C2 | G
| A | PAVEMENT REHABILITATION: CORYDON AVENUE FROM SHAFTESBURY BOULEVARD TO KENASTON BOULEVARD | [5 empty] | LOCKED | PAVEMENT REHABILITATION: CORYDON AVENUE FROM SHAFTESBURY BOULEVARD TO KENASTON BOULEVARD | #N/A | G | C2 | C2
|  | EARTH AND BASE WORKS | [5 empty] | LOCKED | EARTH AND BASE WORKS | 3 | G | C2 | C2
A004 | A.1 | Sub-Grade Compaction | CW 3110-R22 | m² | 2900 |  | 0 |  | A004Sub-Grade CompactionCW 3110-R22m² | 7 | F0 | C2 | C2
A007 | A.2 | Supplying and Placing Sub-base Material | CW 3110-R22 |  |  |  |  | LOCKED | A007Supplying and Placing Sub-base MaterialCW 3110-R22 | 10 | G | C2 | C2
A007A1 | i) | 50 mm Granular A Limestone |  | tonne | 1075 |  | 0 |  | A007A150 mm Granular A Limestonetonne | 11 | F0 | C2 | C2
A010 | A.3 | Supplying and Placing Base Course Material | CW 3110-R22 |  |  |  |  | LOCKED | A010Supplying and Placing Base Course MaterialCW 3110-R22 | 27 | G | C2 | C2
A010A1 | i) | Base Course Material - Granular A Limestone |  | m³ | 310 |  | 0 |  | A010A1Base Course Material - Granular A Limestonem³ | 28 | F0 | C2 | C2
A010C2 | ii) | Base Course Material - Granular C Recycled Concrete |  | m³ | 500 |  | 0 |  | A010C2Base Course Material - Granular C Recycled Concretem³ | 34 | F0 | C2 | C2
A012 | A.4 | Grading of Boulevards | CW 3110-R22 | m² | 10000 |  | 0 |  | A012Grading of BoulevardsCW 3110-R22m² | 37 | F0 | C2 | C2
A022 | A.5 | Geotextile Fabric | CW 3130-R5 |  |  |  |  | LOCKED | A022Geotextile FabricCW 3130-R5 | 46 | G | C2 | C2
A022A2 | i) | Separation/Filtration Fabric |  | m² | 3400 |  | 0 |  | A022A2Separation/Filtration Fabricm² | 48 | F0 | C2 | C2
A022A4 | A.6 | Supply and Install Geogrid | CW 3135-R2 |  |  |  |  | LOCKED | A022A4Supply and Install GeogridCW 3135-R2 | 50 | G | C2 | C2
A022A5 | i) | Class A Geogrid |  | m² | 2900 |  | 0 |  | A022A5Class A Geogridm² | 51 | F0 | C2 | C2
A028 | A.7 | Common Excavation- Suitable site material | CW 3170-R3 | m³ | 550 |  | 0 |  | A028Common Excavation- Suitable site materialCW 3170-R3m³ | 60 | F0 | C2 | C2
A029 | A.8 | Common Excavation- Unsuitable site material | CW 3170-R3 | m³ | 200 |  | 0 |  | A029Common Excavation- Unsuitable site materialCW 3170-R3m³ | 61 | F0 | C2 | C2
A030 | A.9 | Fill Material | CW 3170-R3 |  |  |  |  | LOCKED | A030Fill MaterialCW 3170-R3 | 62 | G | C2 | C2
A031 | i) | Placing Suitable Site Material |  | m³ | 550 |  | 0 |  | A031Placing Suitable Site Materialm³ | 63 | F0 | C2 | C2
A033 | ii) | Supplying and Placing Imported Material |  | m³ | 160 |  | 0 |  | A033Supplying and Placing Imported Materialm³ | 65 | F0 | C2 | C2
|  | ROADWORK - REMOVALS/RENEWALS | [5 empty] | LOCKED | ROADWORK - REMOVALS/RENEWALS | 68 | G | C2 | C2
B001 | A.10 | Pavement Removal | CW 3110-R22 |  |  |  |  | LOCKED | B001Pavement RemovalCW 3110-R22 | 69 | G | C2 | C2
B002 | i) | Concrete Pavement |  | m² | 3350 |  | 0 |  | B002Concrete Pavementm² | 70 | F0 | C2 | C2
B003 | ii) | Asphalt Pavement |  | m² | 4750 |  | 0 |  | B003Asphalt Pavementm² | 71 | F0 | C2 | C2
B004 | A.11 | Slab Replacement | CW 3230-R8, E13 |  |  |  |  | LOCKED | B004Slab ReplacementCW 3230-R8, E13 | #N/A | G | C2 | C2
B011 | i) | 200 mm Type 1 Concrete Pavement (Reinforced) |  | m² | 900 |  | 0 |  | B011200 mm Type 1 Concrete Pavement (Reinforced)m² | #N/A | F0 | C2 | C2
B017 | A.12 | Partial Slab Patches | CW 3230-R8 |  |  |  |  | LOCKED | B017Partial Slab PatchesCW 3230-R8 | 81 | G | C2 | C2
B026 | i) | 200 mm Type 1 Concrete Pavement (Type A) |  | m² | 15 |  | 0 |  | B026200 mm Type 1 Concrete Pavement (Type A)m² | #N/A | F0 | C2 | C2
B027 | ii) | 200 mm Type 1 Concrete Pavement (Type B) |  | m² | 350 |  | 0 |  | B027200 mm Type 1 Concrete Pavement (Type B)m² | #N/A | F0 | C2 | C2
B029 | iii) | 200 mm Type 1 Concrete Pavement (Type D) |  | m² | 500 |  | 0 |  | B029200 mm Type 1 Concrete Pavement (Type D)m² | #N/A | F0 | C2 | C2
B034-24 | A.13 | Slab Replacement - Early Opening (24 hour) | CW 3230-R8, E13 |  |  |  |  | LOCKED | B034-24Slab Replacement - Early Opening (24 hour)CW 3230-R8, E13 | #N/A | G | C2 | C2
B041-24 | i) | 200 mm Type 3 Concrete Pavement (Reinforced) |  | m² | 100 |  | 0 |  | B041-24200 mm Type 3 Concrete Pavement (Reinforced)m² | 103 | F0 | C2 | C2
B047-24 | A.14 | Partial Slab Patches - Early Opening (24 hour) | CW 3230-R8 |  |  |  |  | LOCKED | B047-24Partial Slab Patches - Early Opening (24 hour)CW 3230-R8 | 107 | G | C2 | C2
B056-24 | i) | 200 mm Type 3 Concrete Pavement (Type A) |  | m² | 5 |  | 0 |  | B056-24200 mm Type 3 Concrete Pavement (Type A)m² | 116 | F0 | C2 | C2
B057-24 | ii) | 200 mm Type 3 Concrete Pavement (Type B) |  | m² | 50 |  | 0 |  | B057-24200 mm Type 3 Concrete Pavement (Type B)m² | 117 | F0 | C2 | C2
B059-24 | iii) | 200 mm Type 3 Concrete Pavement (Type D) |  | m² | 40 |  | 0 |  | B059-24200 mm Type 3 Concrete Pavement (Type D)m² | 119 | F0 | C2 | C2
B064-72 | A.15 | Slab Replacement - Early Opening (72 hour) | CW 3230-R8, E13 |  |  |  |  | LOCKED | B064-72Slab Replacement - Early Opening (72 hour)CW 3230-R8, E13 | #N/A | G | C2 | C2
B071-72 | i) | 200 mm Type 4 Concrete Pavement (Reinforced) |  | m² | 185 |  | 0 |  | B071-72200 mm Type 4 Concrete Pavement (Reinforced)m² | 129 | F0 | C2 | C2
B077-72 | A.16 | Partial Slab Patches - Early Opening (72 hour) | CW 3230-R8 |  |  |  |  | LOCKED | B077-72Partial Slab Patches - Early Opening (72 hour)CW 3230-R8 | 133 | G | C2 | C2
B086-72 | i) | 200 mm Type 4 Concrete Pavement (Type A) |  | m² | 5 |  | 0 |  | B086-72200 mm Type 4 Concrete Pavement (Type A)m² | 142 | F0 | C2 | C2
B087-72 | ii) | 200 mm Type 4 Concrete Pavement (Type B) |  | m² | 55 |  | 0 |  | B087-72200 mm Type 4 Concrete Pavement (Type B)m² | 143 | F0 | C2 | C2
B089-72 | iii) | 200 mm Type 4 Concrete Pavement (Type D) |  | m² | 100 |  | 0 |  | B089-72200 mm Type 4 Concrete Pavement (Type D)m² | 145 | F0 | C2 | C2
B094 | A.17 | Drilled Dowels | CW 3230-R8 |  |  |  |  | LOCKED | B094Drilled DowelsCW 3230-R8 | 152 | G | C2 | C2
B095 | i) | 19.1 mm Diameter |  | each | 1400 |  | 0 |  | B09519.1 mm Diametereach | 153 | F0 | C2 | C2
B097 | A.18 | Drilled Tie Bars | CW 3230-R8 |  |  |  |  | LOCKED | B097Drilled Tie BarsCW 3230-R8 | 155 | G | C2 | C2
B098 | i) | 20 M Deformed Tie Bar |  | each | 3300 |  | 0 |  | B09820 M Deformed Tie Bareach | 157 | F0 | C2 | C2
B100r | A.19 | Miscellaneous Concrete Slab Removal | CW 3235-R9 |  |  |  |  | LOCKED | B100rMiscellaneous Concrete Slab RemovalCW 3235-R9 | 159 | G | C2 | C2
B102r | i) | Monolithic Median Slab |  | m² | 10 |  | 0 |  | B102rMonolithic Median Slabm² | 161 | F0 | C2 | C2
B104r | ii) | 100 mm Sidewalk |  | m² | 1300 |  | 0 |  | B104r100 mm Sidewalkm² | 163 | F0 | C2 | C2
B105r | iii) | Bullnose |  | m² | 30 |  | 0 |  | B105rBullnosem² | 165 | F0 | C2 | C2
B106r | iv) | Monolithic Curb and Sidewalk |  | m² | 220 |  | 0 |  | B106rMonolithic Curb and Sidewalkm² | 166 | F0 | C2 | C2
B107i | A.20 | Miscellaneous Concrete Slab Installation | CW 3235-R9 |  |  |  |  | LOCKED | B107iMiscellaneous Concrete Slab InstallationCW 3235-R9 | 167 | G | C2 | C2
B108i | i) | Type 1 Concrete Median Slab | SD-227A | m² | 55 |  | 0 |  | B108iType 1 Concrete Median SlabSD-227Am² | #N/A | F0 | C2 | C2
B109i | ii) | Type 1 Concrete Monolithic Median Slab | SD-226A | m² | 90 |  | 0 |  | B109iType 1 Concrete Monolithic Median SlabSD-226Am² | #N/A | F0 | C2 | C2
B111i | iii) | Type 5 Concrete 100 mm Sidewalk | SD-228A, E15 | m² | 1000 |  | 0 |  | B111iType 5 Concrete 100 mm SidewalkSD-228A, E15m² | #N/A | F0 | C2 | C2
B112i | iv) | Type 1 Concrete Bullnose | SD-227C | m² | 65 |  | 0 |  | B112iType 1 Concrete BullnoseSD-227Cm² | #N/A | F0 | C2 | C2
B113i | v) | Type 1 Concrete Monolithic Curb and Sidewalk | SD-228B, E14, E15 | m² | 520 |  | 0 |  | B113iType 1 Concrete Monolithic Curb and SidewalkSD-228B, E14, E15m² | #N/A | F0 | C2 | C2
B124 | A.21 | Adjustment of Precast Sidewalk Blocks | CW 3235-R9 | m² | 10 |  | 0 |  | B124Adjustment of Precast Sidewalk BlocksCW 3235-R9m² | 194 | F0 | C2 | C2
B125 | A.22 | Supply of Precast Sidewalk Blocks | CW 3235-R9 | m² | 10 |  | 0 |  | B125Supply of Precast Sidewalk BlocksCW 3235-R9m² | 195 | F0 | C2 | C2
B125A | A.23 | Removal of Precast Sidewalk Blocks | CW 3235-R9 | m² | 10 |  | 0 |  | B125ARemoval of Precast Sidewalk BlocksCW 3235-R9m² | 196 | F0 | C2 | C2
B126r | A.24 | Concrete Curb Removal | CW 3240-R10 |  |  |  |  | LOCKED | B126rConcrete Curb RemovalCW 3240-R10 | 197 | G | C2 | C2
B127rA | i) | Barrier Integral |  | m | 2250 |  | 0 |  | B127rABarrier Integralm | 199 | F0 | C2 | C2
B132r | ii) | Curb Ramp |  | m | 100 |  | 0 |  | B132rCurb Rampm | 205 | F0 | C2 | C2
B133r | iii) | Safety Curb |  | m | 30 |  | 0 |  | B133rSafety Curbm | 206 | F0 | C2 | C2
B134rB | iv) | Splash Strip Separate |  | m | 445 |  | 0 |  | B134rBSplash Strip Separatem | 209 | F0 | C2 | C2
B135i | A.25 | Concrete Curb Installation | CW 3240-R10 |  |  |  |  | LOCKED | B135iConcrete Curb InstallationCW 3240-R10 | 210 | G | C2 | C2
B136iA | i) | Type 1 Concrete Barrier (150 mm reveal ht, Dowelled) | SD-205 | m | 275 |  | 0 |  | B136iAType 1 Concrete Barrier (150 mm reveal ht, Dowelled)SD-205m | #N/A | F0 | C2 | C2
B137iA | ii) | Type 1 Concrete Barrier (150 mm reveal ht, Separate) | SD-203A | m | 50 |  | 0 |  | B137iAType 1 Concrete Barrier (150 mm reveal ht, Separate)SD-203Am | #N/A | F0 | C2 | C2
B139iA | iii) | Type 1 Concrete Modified Barrier (150 mm reveal ht, Dowelled) | SD-203B | m | 50 |  | 0 |  | B139iAType 1 Concrete Modified Barrier (150 mm reveal ht, Dowelled)SD-203Bm | #N/A | F0 | C2 | C2
B150iA | iv) | Type 1 Concrete Curb Ramp (8-12 mm reveal ht, Monolithic) | SD-229A,B,C | m | 75 |  | 0 |  | B150iAType 1 Concrete Curb Ramp (8-12 mm reveal ht, Monolithic)SD-229A,B,Cm | #N/A | F0 | C2 | C2
B151i | v) | Type 1 Concrete Safety Curb (330 mm reveal ht) | SD-206B | m | 30 |  | 0 |  | B151iType 1 Concrete Safety Curb (330 mm reveal ht)SD-206Bm | #N/A | F0 | C2 | C2
B153B | vi) | Type 1 Concrete Splash Strip (150 mm reveal ht, Monolithic Barrier Curb, 750 mm width) | SD-223A | m | 3330 |  | 0 |  | B153BType 1 Concrete Splash Strip (150 mm reveal ht, Monolithic Barrier Curb, 750 mm width)SD-223Am | #N/A | F0 | C2 | C2
B153C | vii) | Type 1 Concrete Splash Strip (150 mm reveal ht, Monolithic Modified Barrier Curb, 750 mm width) | SD-223A | m | 170 |  | 0 |  | B153CType 1 Concrete Splash Strip (150 mm reveal ht, Monolithic Modified Barrier Curb, 750 mm width)SD-223Am | #N/A | F0 | C2 | C2
B200 | A.26 | Planing of Pavement | CW 3450-R6 |  |  |  |  | LOCKED | B200Planing of PavementCW 3450-R6 | 319 | G | C2 | C2
B201 | i) | 1 - 50 mm Depth (Asphalt) |  | m² | 6600 |  | 0 |  | B2011 - 50 mm Depth (Asphalt)m² | 320 | F0 | C2 | C2
B202 | ii) | 50 - 100 mm Depth (Asphalt) |  | m² | 13900 |  | 0 |  | B20250 - 100 mm Depth (Asphalt)m² | 321 | F0 | C2 | C2
B206 | A.27 | Supply and Install Pavement Repair Fabric | CW 3140-R1 |  |  |  |  | LOCKED | B206Supply and Install Pavement Repair FabricCW 3140-R1 | 325 | G | C2 | C2
B206A | i) | Type A |  | m² | 3750 |  | 0 |  | B206AType Am² | 326 | F0 | C2 | C2
B219 | A.28 | Detectable Warning Surface Tiles | CW 3326-R3 | each | 48 |  | 0 |  | B219Detectable Warning Surface TilesCW 3326-R3each | 331 | F0 | C2 | C2
|  | ROADWORKS - NEW CONSTRUCTION | [5 empty] | LOCKED | ROADWORKS - NEW CONSTRUCTION | #N/A | G | C2 | C2
C001 | A.29 | Concrete Pavements, Median Slabs, Bull-noses, and Safety Medians | CW 3310-R19, E13 |  |  |  |  | LOCKED | C001Concrete Pavements, Median Slabs, Bull-noses, and Safety MediansCW 3310-R19, E13 | #N/A | G | C2 | C2
C008 | i) | Construction of 200 mm Type 1 Concrete Pavement - (Reinforced) |  | m² | 2100 |  | 0 |  | C008Construction of 200 mm Type 1 Concrete Pavement - (Reinforced)m² | #N/A | F0 | C2 | C2
C019 | A.30 | Concrete Pavements for Early Opening | CW 3310-R19, E13 |  |  |  |  | LOCKED | C019Concrete Pavements for Early OpeningCW 3310-R19, E13 | #N/A | G | C2 | C2
C026-24 | i) | Construction of 200 mm Type 3 Concrete Pavement for Early Opening 24 Hour (Reinforced) |  | m² | 300 |  | 0 |  | C026-24Construction of 200 mm Type 3 Concrete Pavement for Early Opening 24 Hour (Reinforced)m² | 363 | F0 | C2 | C2
C026-72 | ii) | Construction of 200 mm Type 4 Concrete Pavement for Early Opening 72 Hour (Reinforced) |  | m² | 400 |  | 0 |  | C026-72Construction of 200 mm Type 4 Concrete Pavement for Early Opening 72 Hour (Reinforced)m² | 364 | F0 | C2 | C2
C055 | A.31 | Construction of Asphaltic Concrete Pavements | CW 3410-R12, E18 |  |  |  |  | LOCKED | C055Construction of Asphaltic Concrete PavementsCW 3410-R12, E18 | #N/A | G | C2 | C2
C056 | i) | Main Line Paving | [5 empty] | LOCKED | C056Main Line Paving | 416 | G | C2 | C2
C058A | a) | Type MS1 |  | tonne | 5350 |  | 0 |  | C058AType MS1tonne | 419 | F0 | C2 | C2
C059 | ii) | Tie-ins and Approaches | [5 empty] | LOCKED | C059Tie-ins and Approaches | 423 | G | C2 | C2
C060A | a) | Type MS1 |  | tonne | 1300 |  | 0 |  | C060AType MS1tonne | 425 | F0 | C2 | C2
|  | JOINT AND CRACK SEALING | [5 empty] | LOCKED | JOINT AND CRACK SEALING | 434 | G | C2 | C2
D006 | A.32 | Reflective Crack Maintenance | CW 3250-R7 | m | 8000 |  | 0 |  | D006Reflective Crack MaintenanceCW 3250-R7m | 440 | F0 | C2 | C2
|  | ASSOCIATED DRAINAGE AND UNDERGROUND WORKS | [5 empty] | LOCKED | ASSOCIATED DRAINAGE AND UNDERGROUND WORKS | 442 | G | C2 | C2
E003 | A.33 | Catch Basin | CW 2130-R13, E17 |  |  |  |  | LOCKED | E003Catch BasinCW 2130-R13, E17 | #N/A | G | C2 | C2
E004A | i) | SD-024, 1800 mm deep |  | each | 18 |  | 0 |  | E004ASD-024, 1800 mm deepeach | 445 | F0 | C2 | C2
E006 | A.34 | Catch Pit | CW 2130-R13, E17 |  |  |  |  | LOCKED | E006Catch PitCW 2130-R13, E17 | #N/A | G | C2 | C2
E007 | i) | SD-023 |  | each | 2 |  | 0 |  | E007SD-023each | 449 | F0 | C2 | C2
E008 | A.35 | Sewer Service | CW 2130-R13 |  |  |  |  | LOCKED | E008Sewer ServiceCW 2130-R13 | 455 | G | C2 | C2
E009 | i) | 250 mm, PVC | [5 empty] | LOCKED | E009250 mm, PVC | #N/A | G | C2 | C2
E010 | a) | In a Trench, Class B Sand Bedding, Class 3 Backfill |  | m | 120 |  | 0 |  | E010In a Trench, Class B Sand Bedding, Class 3 Backfillm | #N/A | F0 | C2 | C2
E012 | A.36 | Drainage Connection Pipe | CW 2130-R13 | m | 20 |  | 0 |  | E012Drainage Connection PipeCW 2130-R13m | 460 | F0 | C2 | C2
E023 | A.37 | Frames & Covers | CW 3210-R8 |  |  |  |  | LOCKED | E023Frames & CoversCW 3210-R8 | 509 | G | C2 | C2
E024 | i) | AP-006 - Standard Frame for Manhole and Catch Basin |  | each | 10 |  | 0 |  | E024AP-006 - Standard Frame for Manhole and Catch Basineach | 510 | F0 | C2 | C2
E025 | ii) | AP-007 - Standard Solid Cover for Standard Frame |  | each | 10 |  | 0 |  | E025AP-007 - Standard Solid Cover for Standard Frameeach | 511 | F0 | C2 | C2
E032 | A.38 | Connecting to Existing Manhole | CW 2130-R13 |  |  |  |  | LOCKED | E032Connecting to Existing ManholeCW 2130-R13 | 522 | G | C2 | C2
E033 | i) | 250 mm Catch Basin Lead |  | each | 1 |  | 0 |  | E033250 mm Catch Basin Leadeach | 525 | F0 | C2 | C2
E034 | A.39 | Connecting to Existing Catch Basin | CW 2130-R13 |  |  |  |  | LOCKED | E034Connecting to Existing Catch BasinCW 2130-R13 | 526 | G | C2 | C2
E035 | i) | 250 mm Drainage Connection Pipe |  | each | 8 |  | 0 |  | E035250 mm Drainage Connection Pipeeach | 529 | F0 | C2 | C2
E036 | A.40 | Connecting to Existing Sewer | CW 2130-R13 |  |  |  |  | LOCKED | E036Connecting to Existing SewerCW 2130-R13 | 538 | G | C2 | C2
E037 | i) | 250 mm PVC Connecting Pipe | [5 empty] | LOCKED | E037250 mm PVC Connecting Pipe | #N/A | G | C2 | C2
E039 | a) | Connecting to 375 mm Concrete Combined Sewer |  | each | 1 |  | 0 |  | E039Connecting to 375 mm Concrete Combined Sewereach | #N/A | F0 | C2 | C2
E040 | b) | Connecting to 450 mm Concrete Combined Sewer |  | each | 2 |  | 0 |  | E040Connecting to 450 mm Concrete Combined Sewereach | #N/A | F0 | C2 | C2
E041B | c) | Connecting to 1050 mm Concrete Combined Sewer |  | each | 3 |  | 0 |  | E041BConnecting to 1050 mm Concrete Combined Sewereach | #N/A | F0 | C2 | C2
E042 | A.41 | Connecting New Sewer Service to Existing Sewer Service | CW 2130-R13 |  |  |  |  | LOCKED | E042Connecting New Sewer Service to Existing Sewer ServiceCW 2130-R13 | 546 | G | C2 | C2
E043 | i) | 250 mm PVC |  | each | 14 |  | 0 |  | E043250 mm PVCeach | #N/A | F0 | C2 | C2
E046 | A.42 | Removal of Existing Catch Basins | CW 2130-R13 | each | 7 |  | 0 |  | E046Removal of Existing Catch BasinsCW 2130-R13each | 550 | F0 | C2 | C2
E047 | A.43 | Removal of Existing Catch Pit | CW 2130-R13 | each | 4 |  | 0 |  | E047Removal of Existing Catch PitCW 2130-R13each | 551 | F0 | C2 | C2
E050A | A.44 | Catch Basin Cleaning | CW 2140-R5 | each | 6 |  | 0 |  | E050ACatch Basin CleaningCW 2140-R5each | 555 | F0 | C2 | C2
| A.45 | Plugging Existing Sewers and Sewer Services Smaller Than 300 Millimetres | CW 2130-R13 | each | 11 |  | 0 |  | Plugging Existing Sewers and Sewer Services Smaller Than 300 MillimetresCW 2130-R13each | #N/A | F0 | C2 | C2
|  | ADJUSTMENTS | [5 empty] | LOCKED | ADJUSTMENTS | 587 | G | C2 | C2
F001 | A.46 | Adjustment of Manholes/Catch Basins Frames | CW 3210-R8 | each | 20 |  | 0 |  | F001Adjustment of Manholes/Catch Basins FramesCW 3210-R8each | 588 | F0 | C2 | C2
F002 | A.47 | Replacing Existing Risers | CW 2130-R13 |  |  |  |  | LOCKED | F002Replacing Existing RisersCW 2130-R13 | 589 | G | C2 | C2
F002A | i) | Pre-cast Concrete Risers |  | vert. m | 5 |  | 0 |  | F002APre-cast Concrete Risersvert. m | 590 | F1 | C2 | C2
F003 | A.48 | Lifter Rings (AP-010) | CW 3210-R8 |  |  |  |  | LOCKED | F003Lifter Rings (AP-010)CW 3210-R8 | 593 | G | C2 | C2
F005 | i) | 51 mm |  | each | 4 |  | 0 |  | F00551 mmeach | 595 | F0 | C2 | C2
F007 | ii) | 76 mm |  | each | 4 |  | 0 |  | F00776 mmeach | 597 | F0 | C2 | C2
F009 | A.49 | Adjustment of Valve Boxes | CW 3210-R8 | each | 20 |  | 0 |  | F009Adjustment of Valve BoxesCW 3210-R8each | 598 | F0 | C2 | C2
F010 | A.50 | Valve Box Extensions | CW 3210-R8 | each | 10 |  | 0 |  | F010Valve Box ExtensionsCW 3210-R8each | 599 | F0 | C2 | C2
F011 | A.51 | Adjustment of Curb Stop Boxes | CW 3210-R8 | each | 12 |  | 0 |  | F011Adjustment of Curb Stop BoxesCW 3210-R8each | 600 | F0 | C2 | C2
F018 | A.52 | Curb Stop Extensions | CW 3210-R8 | each | 6 |  | 0 |  | F018Curb Stop ExtensionsCW 3210-R8each | 601 | F0 | C2 | C2
|  | LANDSCAPING | [5 empty] | LOCKED | LANDSCAPING | 616 | G | C2 | C2
G001 | A.53 | Sodding | CW 3510-R10 |  |  |  |  | LOCKED | G001SoddingCW 3510-R10 | 617 | G | C2 | C2
G002 | i) | width < 600 mm |  | m² | 100 |  | 0 |  | G002width < 600 mmm² | 618 | F0 | C2 | C2
G003 | ii) | width > or = 600 mm |  | m² | 9900 |  | 0 |  | G003width > or = 600 mmm² | 619 | F0 | C2 | C2
[8 empty] | LOCKED |  | #N/A | G | C2 | C2
| A | PAVEMENT REHABILITATION: CORYDON AVENUE FROM SHAFTESBURY BOULEVARD TO KENASTON BOULEVARD |  |  |  | Subtotal: | 0 | LOCKED | PAVEMENT REHABILITATION: CORYDON AVENUE FROM SHAFTESBURY BOULEVARD TO KENASTON BOULEVARD | #N/A | G | C2 | C2
| PART 2 TRANSIT IMPROVEMENTS | [6 empty] | LOCKED |  | #N/A | G | C2 | G
| B | TRANSIT IMPROVEMENTS: CORYDON AVENUE FROM SHAFTESBURY BOULEVARD TO KENASTON BOULEVARD | [5 empty] | LOCKED | TRANSIT IMPROVEMENTS: CORYDON AVENUE FROM SHAFTESBURY BOULEVARD TO KENASTON BOULEVARD | #N/A | G | F0 | F2
|  | EARTH AND BASE WORKS | [5 empty] | LOCKED | EARTH AND BASE WORKS | 3 | G | C2 | C2
A010 | B.1 | Supplying and Placing Base Course Material | CW 3110-R22 |  |  |  |  | LOCKED | A010Supplying and Placing Base Course MaterialCW 3110-R22 | 27 | G | C2 | C2
A010A1 | i) | Base Course Material - Granular A Limestone |  | m³ | 20 |  | 0 |  | A010A1Base Course Material - Granular A Limestonem³ | 28 | F0 | C2 | C2
A010C2 | ii) | Base Course Material - Granular C Recycled Concrete |  | m³ | 15 |  | 0 |  | A010C2Base Course Material - Granular C Recycled Concretem³ | 34 | F0 | C2 | C2
A012 | B.2 | Grading of Boulevards | CW 3110-R22 | m² | 120 |  | 0 |  | A012Grading of BoulevardsCW 3110-R22m² | 37 | F0 | C2 | C2
A029 | B.3 | Common Excavation- Unsuitable site material | CW 3170-R3 | m³ | 10 |  | 0 |  | A029Common Excavation- Unsuitable site materialCW 3170-R3m³ | 61 | F0 | C2 | C2
|  | ROADWORK - REMOVALS/RENEWALS | [5 empty] | LOCKED | ROADWORK - REMOVALS/RENEWALS | 68 | G | C2 | C2
B001 | B.4 | Pavement Removal | CW 3110-R22 |  |  |  |  | LOCKED | B001Pavement RemovalCW 3110-R22 | 69 | G | C2 | C2
B003 | i) | Asphalt Pavement |  | m² | 100 |  | 0 |  | B003Asphalt Pavementm² | 71 | F0 | C2 | C2
B100r | B.5 | Miscellaneous Concrete Slab Removal | CW 3235-R9 |  |  |  |  | LOCKED | B100rMiscellaneous Concrete Slab RemovalCW 3235-R9 | 159 | G | C2 | C2
B104r | i) | 100 mm Sidewalk |  | m² | 150 |  | 0 |  | B104r100 mm Sidewalkm² | 163 | F0 | C2 | C2
B105r | ii) | Bullnose |  | m² | 5 |  | 0 |  | B105rBullnosem² | 165 | F0 | C2 | C2
B107i | B.6 | Miscellaneous Concrete Slab Installation | CW 3235-R9 |  |  |  |  | LOCKED | B107iMiscellaneous Concrete Slab InstallationCW 3235-R9 | 167 | G | C2 | C2
B109i | i) | Type 1 Concrete Monolithic Median Slab | SD-226A | m² | 15 |  | 0 |  | B109iType 1 Concrete Monolithic Median SlabSD-226Am² | #N/A | F0 | C2 | C2
B111i | ii) | Type 5 Concrete 100 mm Sidewalk | SD-228A, E15 | m² | 30 |  | 0 |  | B111iType 5 Concrete 100 mm SidewalkSD-228A, E15m² | #N/A | F0 | C2 | C2
B111iA | iii) | Type 1 Concrete 150 mm Reinforced Sidewalk | E13 | m² | 15 |  | 0 |  | B111iAType 1 Concrete 150 mm Reinforced Sidewalkm² | #N/A | F0 | C2 | C2
B112i | iv) | Type 1 Concrete Bullnose | SD-227C | m² | 5 |  | 0 |  | B112iType 1 Concrete BullnoseSD-227Cm² | #N/A | F0 | C2 | C2
| v) | Type 1 Concrete Monolithic Curb and 150 mm Sidewalk (Reinforced) | E13, E14 | m² | 180 |  | 0 |  | Type 1 Concrete Monolithic Curb and 150 mm Sidewalk (Reinforced)m² | #N/A | F0 | C2 | C2
B126r | B.7 | Concrete Curb Removal | CW 3240-R10 |  |  |  |  | LOCKED | B126rConcrete Curb RemovalCW 3240-R10 | 197 | G | C2 | C2
B127rA | i) | Barrier Integral |  | m | 25 |  | 0 |  | B127rABarrier Integralm | 199 | F0 | C2 | C2
B132r | ii) | Curb Ramp |  | m | 25 |  | 0 |  | B132rCurb Rampm | 205 | F0 | C2 | C2
B135i | B.8 | Concrete Curb Installation | CW 3240-R10 |  |  |  |  | LOCKED | B135iConcrete Curb InstallationCW 3240-R10 | 210 | G | C2 | C2
B139iA | i) | Type 1 Concrete Modified Barrier (150 mm reveal ht, Dowelled) | SD-203B | m | 10 |  | 0 |  | B139iAType 1 Concrete Modified Barrier (150 mm reveal ht, Dowelled)SD-203Bm | #N/A | F0 | C2 | C2
B190 | B.9 | Construction of Asphaltic Concrete Overlay | CW 3410-R12, E18 |  |  |  |  | LOCKED | B190Construction of Asphaltic Concrete OverlayCW 3410-R12, E18 | #N/A | G | C2 | C2
B194 | i) | Tie-ins and Approaches | [5 empty] | LOCKED | B194Tie-ins and Approaches | 311 | G | C2 | C2
B195A | a) | Type MS1 |  | tonne | 15 |  | 0 |  | B195AType MS1tonne | 313 | F0 | C2 | C2
|  | LANDSCAPING | [5 empty] | LOCKED | LANDSCAPING | 616 | G | C2 | C2
G001 | B.10 | Sodding | CW 3510-R10 |  |  |  |  | LOCKED | G001SoddingCW 3510-R10 | 617 | G | C2 | C2
G002 | i) | width < 600 mm |  | m² | 20 |  | 0 |  | G002width < 600 mmm² | 618 | F0 | C2 | C2
G003 | ii) | width > or = 600 mm |  | m² | 100 |  | 0 |  | G003width > or = 600 mmm² | 619 | F0 | C2 | C2
[8 empty] | LOCKED |  | #N/A | G | C2 | C2
| B | TRANSIT IMPROVEMENTS: CORYDON AVENUE FROM SHAFTESBURY BOULEVARD TO KENASTON BOULEVARD |  |  |  | Subtotal: | 0 | LOCKED | TRANSIT IMPROVEMENTS: CORYDON AVENUE FROM SHAFTESBURY BOULEVARD TO KENASTON BOULEVARD | #N/A | G | C2 | C2
| PART 3 ACTIVE TRANSPORTATION IMPROVEMENTS | [6 empty] | LOCKED |  | #N/A | G | C2 | G
| C | ACTIVE TRANSPORTATION IMPROVEMENTS: CORYDON AVENUE FROM PARK BOULEVARD TO EDGELAND BOULEVARD | [5 empty] | LOCKED | ACTIVE TRANSPORTATION IMPROVEMENTS: CORYDON AVENUE FROM PARK BOULEVARD TO EDGELAND BOULEVARD | #N/A | G | F0 | F2
|  | EARTH AND BASE WORKS | [5 empty] | LOCKED | EARTH AND BASE WORKS | 3 | G | C2 | C2
A004 | C.1 | Sub-Grade Compaction | CW 3110-R22 | m² | 2300 |  | 0 |  | A004Sub-Grade CompactionCW 3110-R22m² | 7 | F0 | C2 | C2
A007 | C.2 | Supplying and Placing Sub-base Material | CW 3110-R22 |  |  |  |  | LOCKED | A007Supplying and Placing Sub-base MaterialCW 3110-R22 | 10 | G | C2 | C2
A007A1 | i) | 50 mm Granular A Limestone |  | tonne | 850 |  | 0 |  | A007A150 mm Granular A Limestonetonne | 11 | F0 | C2 | C2
A010 | C.3 | Supplying and Placing Base Course Material | CW 3110-R22 |  |  |  |  | LOCKED | A010Supplying and Placing Base Course MaterialCW 3110-R22 | 27 | G | C2 | C2
A010A1 | i) | Base Course Material - Granular A Limestone |  | m³ | 300 |  | 0 |  | A010A1Base Course Material - Granular A Limestonem³ | 28 | F0 | C2 | C2
A012 | C.4 | Grading of Boulevards | CW 3110-R22 | m² | 1100 |  | 0 |  | A012Grading of BoulevardsCW 3110-R22m² | 37 | F0 | C2 | C2
A022 | C.5 | Geotextile Fabric | CW 3130-R5 |  |  |  |  | LOCKED | A022Geotextile FabricCW 3130-R5 | 46 | G | C2 | C2
A022A2 | i) | Separation/Filtration Fabric |  | m² | 2300 |  | 0 |  | A022A2Separation/Filtration Fabricm² | 48 | F0 | C2 | C2
A022A4 | C.6 | Supply and Install Geogrid | CW 3135-R2 |  |  |  |  | LOCKED | A022A4Supply and Install GeogridCW 3135-R2 | 50 | G | C2 | C2
A022A5 | i) | Class A Geogrid |  | m² | 2300 |  | 0 |  | A022A5Class A Geogridm² | 51 | F0 | C2 | C2
A029 | C.7 | Common Excavation- Unsuitable site material | CW 3170-R3 | m³ | 850 |  | 0 |  | A029Common Excavation- Unsuitable site materialCW 3170-R3m³ | 61 | F0 | C2 | C2
|  | ROADWORK - REMOVALS/RENEWALS | [5 empty] | LOCKED | ROADWORK - REMOVALS/RENEWALS | 68 | G | C2 | C2
B100r | C.8 | Miscellaneous Concrete Slab Removal | CW 3235-R9 |  |  |  |  | LOCKED | B100rMiscellaneous Concrete Slab RemovalCW 3235-R9 | 159 | G | C2 | C2
B104r | i) | 100 mm Sidewalk |  | m² | 900 |  | 0 |  | B104r100 mm Sidewalkm² | 163 | F0 | C2 | C2
B107i | C.9 | Miscellaneous Concrete Slab Installation | CW 3235-R9 |  |  |  |  | LOCKED | B107iMiscellaneous Concrete Slab InstallationCW 3235-R9 | 167 | G | C2 | C2
B111i | i) | Type 5 Concrete 100 mm Sidewalk | SD-228A, E15 | m² | 120 |  | 0 |  | B111iType 5 Concrete 100 mm SidewalkSD-228A, E15m² | #N/A | F0 | C2 | C2
B113i | ii) | Type 1 Concrete Monolithic Curb and Sidewalk | SD-228B, E14, E15 | m² | 90 |  | 0 |  | B113iType 1 Concrete Monolithic Curb and SidewalkSD-228B, E14, E15m² | #N/A | F0 | C2 | C2
B126r | C.10 | Concrete Curb Removal | CW 3240-R10 |  |  |  |  | LOCKED | B126rConcrete Curb RemovalCW 3240-R10 | 197 | G | C2 | C2
B127rA | i) | Barrier Integral |  | m | 90 |  | 0 |  | B127rABarrier Integralm | 199 | F0 | C2 | C2
B132r | ii) | Curb Ramp |  | m | 70 |  | 0 |  | B132rCurb Rampm | 205 | F0 | C2 | C2
B135i | C.11 | Concrete Curb Installation | CW 3240-R10 |  |  |  |  | LOCKED | B135iConcrete Curb InstallationCW 3240-R10 | 210 | G | C2 | C2
B150iA | i) | Type 1 Concrete Curb Ramp (8-12 mm reveal ht, Monolithic) | SD-229A,B,C | m | 160 |  | 0 |  | B150iAType 1 Concrete Curb Ramp (8-12 mm reveal ht, Monolithic)SD-229A,B,Cm | #N/A | F0 | C2 | C2
B190 | C.12 | Construction of Asphaltic Concrete Overlay | CW 3410-R12, E18 |  |  |  |  | LOCKED | B190Construction of Asphaltic Concrete OverlayCW 3410-R12, E18 | #N/A | G | C2 | C2
B194 | i) | Tie-ins and Approaches | [5 empty] | LOCKED | B194Tie-ins and Approaches | 311 | G | C2 | C2
B195A | a) | Type MS1 |  | tonne | 15 |  | 0 |  | B195AType MS1tonne | 313 | F0 | C2 | C2
B219 | C.13 | Detectable Warning Surface Tiles | CW 3326-R3 | each | 28 |  | 0 |  | B219Detectable Warning Surface TilesCW 3326-R3each | 331 | F0 | C2 | C2
|  | ROADWORKS - NEW CONSTRUCTION | [5 empty] | LOCKED | ROADWORKS - NEW CONSTRUCTION | #N/A | G | C2 | C2
C055 | C.14 | Construction of Asphaltic Concrete Pavements | CW 3410-R12, E18 |  |  |  |  | LOCKED | C055Construction of Asphaltic Concrete PavementsCW 3410-R12, E18 | #N/A | G | C2 | C2
C056 | i) | Main Line Paving - Multi-Use Path | [5 empty] | LOCKED | C056Main Line Paving - Multi-Use Path | #N/A | G | C2 | C2
C058A | a) | Type MS1 |  | tonne | 375 |  | 0 |  | C058AType MS1tonne | 419 | F0 | C2 | C2
|  | JOINT AND CRACK SEALING | [5 empty] | LOCKED | JOINT AND CRACK SEALING | 434 | G | C2 | C2
D006 | C.15 | Reflective Crack Maintenance | CW 3250-R7 | m | 900 |  | 0 |  | D006Reflective Crack MaintenanceCW 3250-R7m | 440 | F0 | C2 | C2
|  | ASSOCIATED DRAINAGE AND UNDERGROUND WORKS | [5 empty] | LOCKED | ASSOCIATED DRAINAGE AND UNDERGROUND WORKS | 442 | G | C2 | C2
E023 | C.16 | Frames & Covers | CW 3210-R8 |  |  |  |  | LOCKED | E023Frames & CoversCW 3210-R8 | 509 | G | C2 | C2
E024 | i) | AP-006 - Standard Frame for Manhole and Catch Basin |  | each | 3 |  | 0 |  | E024AP-006 - Standard Frame for Manhole and Catch Basineach | 510 | F0 | C2 | C2
E025 | ii) | AP-007 - Standard Solid Cover for Standard Frame |  | each | 3 |  | 0 |  | E025AP-007 - Standard Solid Cover for Standard Frameeach | 511 | F0 | C2 | C2
|  | ADJUSTMENTS | [5 empty] | LOCKED | ADJUSTMENTS | 587 | G | C2 | C2
F001 | C.17 | Adjustment of Manholes/Catch Basins Frames | CW 3210-R8 | each | 3 |  | 0 |  | F001Adjustment of Manholes/Catch Basins FramesCW 3210-R8each | 588 | F0 | C2 | C2
F003 | C.18 | Lifter Rings (AP-010) | CW 3210-R8 |  |  |  |  | LOCKED | F003Lifter Rings (AP-010)CW 3210-R8 | 593 | G | C2 | C2
F005 | i) | 51 mm |  | each | 3 |  | 0 |  | F00551 mmeach | 595 | F0 | C2 | C2
F009 | C.19 | Adjustment of Valve Boxes | CW 3210-R8 | each | 6 |  | 0 |  | F009Adjustment of Valve BoxesCW 3210-R8each | 598 | F0 | C2 | C2
F010 | C.20 | Valve Box Extensions | CW 3210-R8 | each | 2 |  | 0 |  | F010Valve Box ExtensionsCW 3210-R8each | 599 | F0 | C2 | C2
F019 | C.21 | Relocating Existing Hydrant - Type A | CW 2110-R13 | each | 2 |  | 0 |  | F019Relocating Existing Hydrant - Type ACW 2110-R13each | 607 | F0 | C2 | C2
|  | LANDSCAPING | [5 empty] | LOCKED | LANDSCAPING | 616 | G | C2 | C2
G001 | C.22 | Sodding | CW 3510-R10 |  |  |  |  | LOCKED | G001SoddingCW 3510-R10 | 617 | G | C2 | C2
G002 | i) | width < 600 mm |  | m² | 100 |  | 0 |  | G002width < 600 mmm² | 618 | F0 | C2 | C2
G003 | ii) | width > or = 600 mm |  | m² | 1000 |  | 0 |  | G003width > or = 600 mmm² | 619 | F0 | C2 | C2
[8 empty] | LOCKED |  | #N/A | G | C2 | C2
| C | ACTIVE TRANSPORTATION IMPROVEMENTS: CORYDON AVENUE FROM PARK BOULEVARD TO EDGELAND BOULEVARD |  |  |  | Subtotal: | 0 | LOCKED | ACTIVE TRANSPORTATION IMPROVEMENTS: CORYDON AVENUE FROM PARK BOULEVARD TO EDGELAND BOULEVARD | #N/A | G | C2 | C2
| D | ACTIVE TRANSPORTATION IMPROVEMENTS: CORYDON AVENUE FROM EDGELAND BOULEVARD TO DONCASTER STREET | [5 empty] | LOCKED | ACTIVE TRANSPORTATION IMPROVEMENTS: CORYDON AVENUE FROM EDGELAND BOULEVARD TO DONCASTER STREET | #N/A | G | F0 | F2
|  | EARTH AND BASE WORKS | [5 empty] | LOCKED | EARTH AND BASE WORKS | 3 | G | C2 | C2
A004 | D.1 | Sub-Grade Compaction | CW 3110-R22 | m² | 850 |  | 0 |  | A004Sub-Grade CompactionCW 3110-R22m² | 7 | F0 | C2 | C2
A007 | D.2 | Supplying and Placing Sub-base Material | CW 3110-R22 |  |  |  |  | LOCKED | A007Supplying and Placing Sub-base MaterialCW 3110-R22 | 10 | G | C2 | C2
A007A1 | i) | 50 mm Granular A Limestone |  | tonne | 325 |  | 0 |  | A007A150 mm Granular A Limestonetonne | 11 | F0 | C2 | C2
A010 | D.3 | Supplying and Placing Base Course Material | CW 3110-R22 |  |  |  |  | LOCKED | A010Supplying and Placing Base Course MaterialCW 3110-R22 | 27 | G | C2 | C2
A010A1 | i) | Base Course Material - Granular A Limestone |  | m³ | 115 |  | 0 |  | A010A1Base Course Material - Granular A Limestonem³ | 28 | F0 | C2 | C2
A012 | D.4 | Grading of Boulevards | CW 3110-R22 | m² | 400 |  | 0 |  | A012Grading of BoulevardsCW 3110-R22m² | 37 | F0 | C2 | C2
A022 | D.5 | Geotextile Fabric | CW 3130-R5 |  |  |  |  | LOCKED | A022Geotextile FabricCW 3130-R5 | 46 | G | C2 | C2
A022A2 | i) | Separation/Filtration Fabric |  | m² | 850 |  | 0 |  | A022A2Separation/Filtration Fabricm² | 48 | F0 | C2 | C2
A022A4 | D.6 | Supply and Install Geogrid | CW 3135-R2 |  |  |  |  | LOCKED | A022A4Supply and Install GeogridCW 3135-R2 | 50 | G | C2 | C2
A022A5 | i) | Class A Geogrid |  | m² | 850 |  | 0 |  | A022A5Class A Geogridm² | 51 | F0 | C2 | C2
A029 | D.7 | Common Excavation- Unsuitable site material | CW 3170-R3 | m³ | 330 |  | 0 |  | A029Common Excavation- Unsuitable site materialCW 3170-R3m³ | 61 | F0 | C2 | C2
|  | ROADWORK - REMOVALS/RENEWALS | [5 empty] | LOCKED | ROADWORK - REMOVALS/RENEWALS | 68 | G | C2 | C2
B001 | D.8 | Pavement Removal | CW 3110-R22 |  |  |  |  | LOCKED | B001Pavement RemovalCW 3110-R22 | 69 | G | C2 | C2
B002 | i) | Concrete Pavement |  | m² | 75 |  | 0 |  | B002Concrete Pavementm² | 70 | F0 | C2 | C2
B100r | D.9 | Miscellaneous Concrete Slab Removal | CW 3235-R9 |  |  |  |  | LOCKED | B100rMiscellaneous Concrete Slab RemovalCW 3235-R9 | 159 | G | C2 | C2
B104r | i) | 100 mm Sidewalk |  | m² | 240 |  | 0 |  | B104r100 mm Sidewalkm² | 163 | F0 | C2 | C2
B106r | ii) | Monolithic Curb and Sidewalk |  | m² | 20 |  | 0 |  | B106rMonolithic Curb and Sidewalkm² | 166 | F0 | C2 | C2
B107i | D.10 | Miscellaneous Concrete Slab Installation | CW 3235-R9 |  |  |  |  | LOCKED | B107iMiscellaneous Concrete Slab InstallationCW 3235-R9 | 167 | G | C2 | C2
B111i | i) | Type 5 Concrete 100 mm Sidewalk | SD-228A, E15 | m² | 105 |  | 0 |  | B111iType 5 Concrete 100 mm SidewalkSD-228A, E15m² | #N/A | F0 | C2 | C2
B126r | D.11 | Concrete Curb Removal | CW 3240-R10 |  |  |  |  | LOCKED | B126rConcrete Curb RemovalCW 3240-R10 | 197 | G | C2 | C2
B127rA | i) | Barrier Integral |  | m | 20 |  | 0 |  | B127rABarrier Integralm | 199 | F0 | C2 | C2
B132r | ii) | Curb Ramp |  | m | 10 |  | 0 |  | B132rCurb Rampm | 205 | F0 | C2 | C2
B135i | D.12 | Concrete Curb Installation | CW 3240-R10 |  |  |  |  | LOCKED | B135iConcrete Curb InstallationCW 3240-R10 | 210 | G | C2 | C2
B136iA | i) | Type 1 Concrete Barrier (150 mm reveal ht, Dowelled) | SD-205 | m | 30 |  | 0 |  | B136iAType 1 Concrete Barrier (150 mm reveal ht, Dowelled)SD-205m | #N/A | F0 | C2 | C2
B150iA | ii) | Type 1 Concrete Curb Ramp (8-12 mm reveal ht, Monolithic) | SD-229A,B,C | m | 30 |  | 0 |  | B150iAType 1 Concrete Curb Ramp (8-12 mm reveal ht, Monolithic)SD-229A,B,Cm | #N/A | F0 | C2 | C2
B190 | D.13 | Construction of Asphaltic Concrete Overlay | CW 3410-R12, E18 |  |  |  |  | LOCKED | B190Construction of Asphaltic Concrete OverlayCW 3410-R12, E18 | #N/A | G | C2 | C2
B194 | i) | Tie-ins and Approaches | [5 empty] | LOCKED | B194Tie-ins and Approaches | 311 | G | C2 | C2
B195A | a) | Type MS1 |  | tonne | 10 |  | 0 |  | B195AType MS1tonne | 313 | F0 | C2 | C2
B219 | D.14 | Detectable Warning Surface Tiles | CW 3326-R3 | each | 11 |  | 0 |  | B219Detectable Warning Surface TilesCW 3326-R3each | 331 | F0 | C2 | C2
|  | ROADWORKS - NEW CONSTRUCTION | [5 empty] | LOCKED | ROADWORKS - NEW CONSTRUCTION | #N/A | G | C2 | C2
C055 | D.15 | Construction of Asphaltic Concrete Pavements | CW 3410-R12, E18 |  |  |  |  | LOCKED | C055Construction of Asphaltic Concrete PavementsCW 3410-R12, E18 | #N/A | G | C2 | C2
C056 | i) | Main Line Paving - Multi-Use Path | [5 empty] | LOCKED | C056Main Line Paving - Multi-Use Path | #N/A | G | C2 | C2
C058A | a) | Type MS1 |  | tonne | 150 |  | 0 |  | C058AType MS1tonne | 419 | F0 | C2 | C2
| D.16 | Installation of Bollards | E27 | each | 24 |  | 0 |  | Installation of Bollardseach | #N/A | F0 | C2 | C2
|  | JOINT AND CRACK SEALING | [5 empty] | LOCKED | JOINT AND CRACK SEALING | 434 | G | C2 | C2
D006 | D.17 | Reflective Crack Maintenance | CW 3250-R7 | m | 300 |  | 0 |  | D006Reflective Crack MaintenanceCW 3250-R7m | 440 | F0 | C2 | C2
|  | LANDSCAPING | [5 empty] | LOCKED | LANDSCAPING | 616 | G | C2 | C2
G001 | D.18 | Sodding | CW 3510-R10 |  |  |  |  | LOCKED | G001SoddingCW 3510-R10 | 617 | G | C2 | C2
G002 | i) | width < 600 mm |  | m² | 60 |  | 0 |  | G002width < 600 mmm² | 618 | F0 | C2 | C2
G003 | ii) | width > or = 600 mm |  | m² | 340 |  | 0 |  | G003width > or = 600 mmm² | 619 | F0 | C2 | C2
[8 empty] | LOCKED |  | #N/A | G | C2 | C2
| D | ACTIVE TRANSPORTATION IMPROVEMENTS: CORYDON AVENUE FROM EDGELAND BOULEVARD TO DONCASTER STREET |  |  |  | Subtotal: | 0 | LOCKED | ACTIVE TRANSPORTATION IMPROVEMENTS: CORYDON AVENUE FROM EDGELAND BOULEVARD TO DONCASTER STREET | #N/A | G | C2 | C2
| PART 4 WATER AND WASTE WORK | [6 empty] | LOCKED |  | #N/A | G | C2 | G
| E | WATER AND WASTE WORK | [5 empty] | LOCKED | WATER AND WASTE WORK | #N/A | G | C2 | C2
|  | CORYDON AVENUE - MANHOLE REPAIR (MH60006038) | [5 empty] | LOCKED | CORYDON AVENUE - MANHOLE REPAIR (MH60006038) | #N/A | G | C2 | C2
| E.1 | Replace Existing Manhole | CW 2130-R13 |  |  |  |  | LOCKED | Replace Existing ManholeCW 2130-R13 | #N/A | G | C2 | C2
| i) | Pre-cast Concrete Base and Risers |  | vert. m | 4.2 |  | 0 |  | Pre-cast Concrete Base and Risersvert. m | #N/A | F1 | C2 | C2
| E.2 | Manhole Inspection (following replacement) | CW 2145-R5 |  |  |  |  | LOCKED | Manhole Inspection (following replacement)CW 2145-R5 | #N/A | G | C2 | C2
| i) | Manhole Inspection |  | each | 1 |  | 0 |  | Manhole Inspectioneach | #N/A | ,0 | C2 | C2
|  | CORYDON AVE - MANHOLE REPAIR (MH60006036) | [5 empty] | LOCKED | CORYDON AVE - MANHOLE REPAIR (MH60006036) | #N/A | G | C2 | C2
| E.3 | Repair Cracks on Riser | CW 2130-R13 |  |  |  |  | LOCKED | Repair Cracks on RiserCW 2130-R13 | #N/A | G | C2 | C2
| i) | Grout Cracks and Crevices |  | vert. m | 0.5 |  | 0 |  | Grout Cracks and Crevicesvert. m | #N/A | F1 | C2 | C2
| E.4 | Manhole Inspection (following repair) | CW 2145-R5 |  |  |  |  | LOCKED | Manhole Inspection (following repair)CW 2145-R5 | #N/A | G | C2 | C2
| i) | Manhole Inspection |  | each | 1 |  | 0 |  | Manhole Inspectioneach | #N/A | ,0 | C2 | C2
|  | CORYDON AVE - MANHOLE REPAIR (MH60006086) | [5 empty] | LOCKED | CORYDON AVE - MANHOLE REPAIR (MH60006086) | #N/A | G | C2 | C2
| E.5 | Repair Cracks on Riser | CW 2130-R13 |  |  |  |  | LOCKED | Repair Cracks on RiserCW 2130-R13 | #N/A | G | C2 | C2
| i) | Grout Cracks and Crevices |  | vert. m | 0.5 |  | 0 |  | Grout Cracks and Crevicesvert. m | #N/A | F1 | C2 | C2
| E.6 | Manhole Inspection (following repair) | CW 2145-R5 |  |  |  |  | LOCKED | Manhole Inspection (following repair)CW 2145-R5 | #N/A | G | C2 | C2
| i) | Manhole Inspection |  | each | 1 |  | 0 |  | Manhole Inspectioneach | #N/A | ,0 | C2 | C2
|  | CORYDON AVE - MANHOLE REPAIR (MH60005911) | [5 empty] | LOCKED | CORYDON AVE - MANHOLE REPAIR (MH60005911) | #N/A | G | C2 | C2
E023 | E.7 | Frames & Covers | CW 3210-R8 |  |  |  |  | LOCKED | E023Frames & CoversCW 3210-R8 | 509 | G | C2 | C2
E024 | i) | AP-006 - Standard Frame for Manhole and Catch Basin |  | each | 1 |  | 0 |  | E024AP-006 - Standard Frame for Manhole and Catch Basineach | 510 | ,0 | C2 | C2
| E.8 | Repair Benching | CW 2130-R13 |  |  |  |  | LOCKED | Repair BenchingCW 2130-R13 | #N/A | G | C2 | C2
| i) | Concrete Benching |  | each | 1 |  | 0 |  | Concrete Benchingeach | #N/A | ,0 | C2 | C2
| E.9 | Manhole Inspection (following repair) | CW 2145-R5 |  |  |  |  | LOCKED | Manhole Inspection (following repair)CW 2145-R5 | #N/A | G | C2 | C2
| i) | Manhole Inspection |  | each | 1 |  | 0 |  | Manhole Inspectioneach | #N/A | ,0 | C2 | C2
|  | DONCASTER ST - MANHOLE REPAIR (MH60006106) | [5 empty] | LOCKED | DONCASTER ST - MANHOLE REPAIR (MH60006106) | #N/A | G | C2 | C2
E023 | E.10 | Frames & Covers | CW 3210-R8 |  |  |  |  | LOCKED | E023Frames & CoversCW 3210-R8 | 509 | G | C2 | C2
E024 | i) | AP-006 - Standard Frame for Manhole and Catch Basin |  | each | 1 |  | 0 |  | E024AP-006 - Standard Frame for Manhole and Catch Basineach | 510 | ,0 | C2 | C2
| E.11 | Repair Cracks on Wall | CW 2130-R13 |  |  |  |  | LOCKED | Repair Cracks on WallCW 2130-R13 | #N/A | G | C2 | C2
| i) | Grout Cracks and Crevices |  | vert. m | 0.8 |  | 0 |  | Grout Cracks and Crevicesvert. m | #N/A | F1 | C2 | C2
| E.12 | Manhole Inspection (following repair) | CW 2145-R5 |  |  |  |  | LOCKED | Manhole Inspection (following repair)CW 2145-R5 | #N/A | G | C2 | C2
| i) | Manhole Inspection |  | each | 1 |  | 0 |  | Manhole Inspectioneach | #N/A | ,0 | C2 | C2
[8 empty] | LOCKED |  | #N/A | G | C2 | C2
| E | WATER AND WASTE WORK |  |  |  | Subtotal: | 0 | LOCKED | WATER AND WASTE WORK | #N/A | G | C2 | C2
| PART 5 WATERMAIN RENEWALS | [6 empty] | LOCKED |  | #N/A | G | G | G
| F | CORYDON AVENUE AND HANDSART BOULEVARD WATERMAIN RENEWALS | [5 empty] | LOCKED | CORYDON AVENUE AND HANDSART BOULEVARD WATERMAIN RENEWALS | #N/A | G | C2 | C2
|  | CORYDON AVENUE | [5 empty] | LOCKED | CORYDON AVENUE | #N/A | G | C2 | C2
B017 | F.1 | Partial Slab Patches | CW 3230-R8, E23 |  |  |  |  | LOCKED | B017Partial Slab PatchesCW 3230-R8, E23 | #N/A | G | C2 | C2
B026 | i) | 200 mm Type 1 Concrete Pavement (Type A) |  | m² | 20 |  | 0 |  | B026200 mm Type 1 Concrete Pavement (Type A)m² | #N/A | F0 | C2 | C2
B027 | ii) | 200 mm Type 1 Concrete Pavement (Type B) |  | m² | 20 |  | 0 |  | B027200 mm Type 1 Concrete Pavement (Type B)m² | #N/A | F0 | C2 | C2
B029 | iii) | 200 mm Type 1 Concrete Pavement (Type D) |  | m² | 30 |  | 0 |  | B029200 mm Type 1 Concrete Pavement (Type D)m² | #N/A | F0 | C2 | C2
B114rl | F.2 | Miscellaneous Concrete Slab Renewal | CW 3235-R9, E23 |  |  |  |  | LOCKED | B114rlMiscellaneous Concrete Slab RenewalCW 3235-R9, E23 | #N/A | G | C2 | C2
B118rl | i) | 100 mm Type 5 Concrete Sidewalk | SD-228A |  |  |  |  | LOCKED | B118rl100 mm Type 5 Concrete SidewalkSD-228A | #N/A | G | C2 | C2
B119rl | a) | Less than 5 sq.m. |  | m² | 20 |  | 0 |  | B119rlLess than 5 sq.m.m² | 185 | F0 | C2 | C2
B120rl | b) | 5 sq.m. to 20 sq.m. |  | m² | 20 |  | 0 |  | B120rl5 sq.m. to 20 sq.m.m² | 186 | F0 | C2 | C2
B121rl | c) | Greater than 20 sq.m. |  | m² | 50 |  | 0 |  | B121rlGreater than 20 sq.m.m² | 187 | F0 | C2 | C2
B154rl | F.3 | Concrete Curb Renewal | CW 3240-R10, E23 |  |  |  |  | LOCKED | B154rlConcrete Curb RenewalCW 3240-R10, E23 | #N/A | G | C2 | C2
B155rlA | i) | Type 1 Concrete Barrier (150 mm reveal ht, Dowelled) | SD-205, SD-206A |  |  |  |  | LOCKED | B155rlAType 1 Concrete Barrier (150 mm reveal ht, Dowelled)SD-205,SD-206A | #N/A | G | C2 | C2
B155rlA1 | a) | Less than 3 m |  | m | 5 |  | 0 |  | B155rlA1Less than 3 mm | #N/A | F0 | C2 | C2
B155rlA2 | b) | 3 m to 30 m |  | m | 5 |  | 0 |  | B155rlA23 m to 30 mm | #N/A | F0 | C2 | C2
B190 | F.4 | Construction of Asphaltic Concrete Overlay | CW 3410-R12, E18, E23 |  |  |  |  | LOCKED | B190Construction of Asphaltic Concrete OverlayCW 3410-R12, E18, E23 | #N/A | G | C2 | C2
B194 | i) | Tie-ins and Approaches | [5 empty] | LOCKED | B194Tie-ins and Approaches | 311 | G | C2 | C2
B195A | a) | Type MS1 |  | tonne | 15 |  | 0 |  | B195AType MS1tonne | 313 | F0 | C2 | C2
| F.5 | Watermain Renewal | CW 2110-R11, E20, E21, E22, E23, E24, E25, E26 |  |  |  |  | LOCKED | Watermain RenewalCW 2110-R11, E20, E21, E22, E23, E24, E25, E26 | #N/A | G | C2 | C2
| i) | 150mm | [5 empty] | LOCKED | 150mm | #N/A | G | C2 | C2
| a) | Trenchless Installation, Class B Sand Bedding, Class 1 Backfill |  | m | 26 |  | 0 |  | Trenchless Installation, Class B Sand Bedding, Class 1 Backfillm | #N/A | F0 | C2 | C2
| b) | Trenchless Installation, Class B Sand Bedding, Class 3 Backfill |  | m | 12 |  | 0 |  | Trenchless Installation, Class B Sand Bedding, Class 3 Backfillm | #N/A | F0 | C2 | C2
| c) | Trenchless Installation, Class B Sand Bedding, Class 5 Backfill |  | m | 3 |  | 0 |  | Trenchless Installation, Class B Sand Bedding, Class 5 Backfillm | #N/A | F0 | C2 | C2
| ii) | 200mm | [5 empty] | LOCKED | 200mm | #N/A | G | C2 | C2
| a) | Trenchless Installation, Class B Sand Bedding, Class 1 Backfill |  | m | 38 |  | 0 |  | Trenchless Installation, Class B Sand Bedding, Class 1 Backfillm | #N/A | F0 | C2 | C2
| b) | Trenchless Installation, Class B Sand Bedding, Class 3 Backfill |  | m | 300 |  | 0 |  | Trenchless Installation, Class B Sand Bedding, Class 3 Backfillm | #N/A | F0 | C2 | C2
| c) | Trenchless Installation, Class B Sand Bedding, Class 5 Backfill |  | m | 11 |  | 0 |  | Trenchless Installation, Class B Sand Bedding, Class 5 Backfillm | #N/A | F0 | C2 | C2
| iii) | 250mm | [5 empty] | LOCKED | 250mm | #N/A | G | C2 | C2
| a) | Trenchless Installation, Class B Sand Bedding, Class 1 Backfill |  | m | 4 |  | 0 |  | Trenchless Installation, Class B Sand Bedding, Class 1 Backfillm | #N/A | F0 | C2 | C2
| iv) | 300mm | [5 empty] | LOCKED | 300mm | #N/A | G | C2 | C2
| a) | Trenchless Installation, Class B Sand Bedding, Class 1 Backfill |  | m | 6 |  | 0 |  | Trenchless Installation, Class B Sand Bedding, Class 1 Backfillm | #N/A | F0 | C2 | C2
| b) | Trenchless Installation, Class B Sand Bedding, Class 3 Backfill |  | m | 3 |  | 0 |  | Trenchless Installation, Class B Sand Bedding, Class 3 Backfillm | #N/A | F0 | C2 | C2
| F.6 | Hydrant Assembly | CW 2110-R11 |  |  |  |  | LOCKED | Hydrant AssemblyCW 2110-R11 | #N/A | G | C2 | C2
| i) | SD-006 |  | each | 1 |  | 0 |  | SD-006each | #N/A | F0 | C2 | C2
| ii) | SD-007 |  | each | 3 |  | 0 |  | SD-007each | #N/A | F0 | C2 | C2
| F.7 | Watermain Valve | CW 2110-R11 |  |  |  |  | LOCKED | Watermain ValveCW 2110-R11 | #N/A | G | C2 | C2
| i) | 150mm |  | each | 2 |  | 0 |  | 150mmeach | #N/A | F0 | C2 | C2
| ii) | 200mm |  | each | 5 |  | 0 |  | 200mmeach | #N/A | F0 | C2 | C2
| iii) | 300mm |  | each | 1 |  | 0 |  | 300mmeach | #N/A | F0 | C2 | C2
| F.8 | Fittings | CW 2110-R11 |  |  |  |  | LOCKED | FittingsCW 2110-R11 | #N/A | G | C2 | C2
| i) | Tees | [5 empty] | LOCKED | Tees | #N/A | G | C2 | C2
| a) | 200mm x 200mm x 150 mm |  | each | 3 |  | 0 |  | 200mm x 200mm x 150 mmeach | #N/A | F0 | C2 | C2
| b) | 200mm x 200mm x 200 mm |  | each | 1 |  | 0 |  | 200mm x 200mm x 200 mmeach | #N/A | F0 | C2 | C2
| ii) | Crosses | [5 empty] | LOCKED | Crosses | #N/A | G | C2 | C2
| a) | 200mm x 200mm x 200 mm x 200 mm |  | each | 1 |  | 0 |  | 200mm x 200mm x 200 mm x 200 mmeach | #N/A | F0 | C2 | C2
| b) | 300mm x 300mm x 200 mm x 200 mm |  | each | 1 |  | 0 |  | 300mm x 300mm x 200 mm x 200 mmeach | #N/A | F0 | C2 | C2
| iii) | Reducers | [5 empty] | LOCKED | Reducers | #N/A | G | C2 | C2
| a) | 200mm x 150 mm |  | each | 3 |  | 0 |  | 200mm x 150 mmeach | #N/A | F0 | C2 | C2
| b) | 250mm x 200mm |  | each | 1 |  | 0 |  | 250mm x 200mmeach | #N/A | F0 | C2 | C2
| iv) | Bends (SD-004) | [5 empty] | LOCKED | Bends (SD-004) | #N/A | G | C2 | C2
| a) | 150mm - 45° |  | each | 7 |  | 0 |  | 150mm - 45°each | #N/A | F0 | C2 | C2
| b) | 200mm - 45° |  | each | 1 |  | 0 |  | 200mm - 45°each | #N/A | F0 | C2 | C2
| c) | 250mm - 22.5° |  | each | 2 |  | 0 |  | 250mm - 22.5°each | #N/A | F0 | C2 | C2
| d) | 300mm - 45° |  | each | 2 |  | 0 |  | 300mm - 45°each | #N/A | F0 | C2 | C2
| F.9 | Connecting to Existing Watermains and Large Diameter Water Services | CW 2110-R11 |  |  |  |  | LOCKED | Connecting to Existing Watermains and Large Diameter Water ServicesCW 2110-R11 | #N/A | G | C2 | C2
| i) | In-line Connection - No Plug Existing | [5 empty] | LOCKED | In-line Connection - No Plug Existing | #N/A | G | C2 | C2
| a) | 150mm |  | each | 5 |  | 0 |  | 150mmeach | #N/A | F0 | C2 | C2
| b) | 200mm |  | each | 1 |  | 0 |  | 200mmeach | #N/A | F0 | C2 | C2
| c) | 250mm |  | each | 1 |  | 0 |  | 250mmeach | #N/A | F0 | C2 | C2
| d) | 300mm |  | each | 2 |  | 0 |  | 300mmeach | #N/A | F0 | C2 | C2
| F.10 | 10.9 Kilogram Sacrificial Zinc Anodes | CW 2110-R11 |  |  |  |  | LOCKED | 10.9 Kilogram Sacrificial Zinc AnodesCW 2110-R11 | #N/A | G | C2 | C2
| i) | On Metallic Watermains |  | each | 4 |  | 0 |  | On Metallic Watermainseach | #N/A | F0 | C2 | C2
|  | HANDSART BOULEVARD | [5 empty] | LOCKED | HANDSART BOULEVARD | #N/A | G | C2 | C2
B017 | F.11 | Partial Slab Patches | CW 3230-R8, E23 |  |  |  |  | LOCKED | B017Partial Slab PatchesCW 3230-R8, E23 | #N/A | G | C2 | C2
B030 | i) | 150 mm Type 2 Concrete Pavement (Type A) |  | m² | 5 |  | 0 |  | B030150 mm Type 2 Concrete Pavement (Type A)m² | #N/A | F0 | C2 | C2
B031 | ii) | 150 mm Type 2 Concrete Pavement (Type B) |  | m² | 5 |  | 0 |  | B031150 mm Type 2 Concrete Pavement (Type B)m² | #N/A | F0 | C2 | C2
B033 | iii) | 150 mm Type 2 Concrete Pavement (Type D) |  | m² | 10 |  | 0 |  | B033150 mm Type 2 Concrete Pavement (Type D)m² | #N/A | F0 | C2 | C2
B154rl | F.12 | Concrete Curb Renewal | CW 3240-R10, E23 |  |  |  |  | LOCKED | B154rlConcrete Curb RenewalCW 3240-R10, E23 | #N/A | G | C2 | C2
B155rlA | i) | Type 2 Concrete Barrier (150 mm reveal ht, Dowelled) | SD-205, SD-206A |  |  |  |  | LOCKED | B155rlAType 2 Concrete Barrier (150 mm reveal ht, Dowelled)SD-205,SD-206A | #N/A | G | C2 | C2
B155rlA1 | a) | Less than 3 m |  | m | 5 |  | 0 |  | B155rlA1Less than 3 mm | #N/A | F0 | C2 | C2
B155rlA2 | b) | 3 m to 30 m |  | m | 5 |  | 0 |  | B155rlA23 m to 30 mm | #N/A | F0 | C2 | C2
B190 | F.13 | Construction of Asphaltic Concrete Overlay | CW 3410-R12, E18, E24 |  |  |  |  | LOCKED | B190Construction of Asphaltic Concrete OverlayCW 3410-R12, E18, E24 | #N/A | G | C2 | C2
B194 | i) | Tie-ins and Approaches | [5 empty] | LOCKED | B194Tie-ins and Approaches | 311 | G | C2 | C2
B195A | a) | Type MS1 |  | tonne | 10 |  | 0 |  | B195AType MS1tonne | 313 | F0 | C2 | C2
| F.14 | Watermain Renewal | CW 2110-R11, E20, E21, E22, E23, E24, E25, E26 |  |  |  |  | LOCKED | Watermain RenewalCW 2110-R11, E20, E21, E22, E23, E24, E25, E26 | #N/A | G | C2 | C2
| i) | 150mm | [5 empty] | LOCKED | 150mm | #N/A | G | C2 | C2
| a) | Trenchless Installation, Class B Sand Bedding, Class 3 Backfill |  | m | 349 |  | 0 |  | Trenchless Installation, Class B Sand Bedding, Class 3 Backfillm | #N/A | F0 | C2 | C2
| b) | Trenchless Installation, Class B Sand Bedding, Class 5 Backfill |  | m | 10 |  | 0 |  | Trenchless Installation, Class B Sand Bedding, Class 5 Backfillm | #N/A | F0 | C2 | C2
| F.15 | Hydrant Assembly | CW 2110-R11 |  |  |  |  | LOCKED | Hydrant AssemblyCW 2110-R11 | #N/A | G | C2 | C2
| i) | SD-006 |  | each | 4 |  | 0 |  | SD-006each | #N/A | F0 | C2 | C2
| F.16 | Watermain Valve | [5 empty] | LOCKED | Watermain Valve | #N/A | G | C2 | C2
| i) | 150mm |  | each | 4 |  | 0 |  | 150mmeach | #N/A | F0 | C2 | C2
| F.17 | Fittings | CW 2110-R11 |  |  |  |  | LOCKED | FittingsCW 2110-R11 | #N/A | G | C2 | C2
| i) | Bends (SD-004) | [5 empty] | LOCKED | Bends (SD-004) | #N/A | G | C2 | C2
| a) | 150mm - 45° |  | each | 2 |  | 0 |  | 150mm - 45°each | #N/A | F0 | C2 | C2
| F.18 | Water Services | CW 2110-R11 |  |  |  |  | LOCKED | Water ServicesCW 2110-R11 | #N/A | G | C2 | C2
| i) | 19mm | [5 empty] | LOCKED | 19mm | #N/A | G | C2 | C2
| a) | Trenchless Installation, Class B Sand Bedding, Class 3 Backfill |  | m | 4 |  | 0 |  | Trenchless Installation, Class B Sand Bedding, Class 3 Backfillm | #N/A | F0 | C2 | C2
| b) | Trenchless Installation, Class B Sand Bedding, Class 5 Backfill |  | m | 4 |  | 0 |  | Trenchless Installation, Class B Sand Bedding, Class 5 Backfillm | #N/A | F0 | C2 | C2
| ii) | 25mm | [5 empty] | LOCKED | 25mm | #N/A | G | C2 | C2
| a) | Trenchless Installation, Class B Sand Bedding, Class 3 Backfill |  | m | 2 |  | 0 |  | Trenchless Installation, Class B Sand Bedding, Class 3 Backfillm | #N/A | F0 | C2 | C2
| b) | Trenchless Installation, Class B Sand Bedding, Class 5 Backfill |  | m | 2 |  | 0 |  | Trenchless Installation, Class B Sand Bedding, Class 5 Backfillm | #N/A | F0 | C2 | C2
| F.19 | Corporation Stops | CW 2110-R11 |  |  |  |  | LOCKED | Corporation StopsCW 2110-R11 | #N/A | G | C2 | C2
| i) | 19mm |  | each | 24 |  | 0 |  | 19mmeach | #N/A | F0 | C2 | C2
| ii) | 25mm |  | each | 3 |  | 0 |  | 25mmeach | #N/A | F0 | C2 | C2
| F.20 | Curb Stops | CW 2110-R11 |  |  |  |  | LOCKED | Curb StopsCW 2110-R11 | #N/A | G | C2 | C2
| i) | 19mm |  | each | 1 |  | 0 |  | 19mmeach | #N/A | F0 | C2 | C2
| F.21 | Curb Stop Boxes | CW 2110-R11 |  |  |  |  | LOCKED | Curb Stop BoxesCW 2110-R11 | #N/A | G | C2 | C2
| i) | 19mm |  | each | 1 |  | 0 |  | 19mmeach | #N/A | F0 | C2 | C2
| F.22 | Connecting to Existing Watermains and Large Diameter Water Services | CW 2110-R11 |  |  |  |  | LOCKED | Connecting to Existing Watermains and Large Diameter Water ServicesCW 2110-R11 | #N/A | G | C2 | C2
| i) | In-line Connection - No Plug Existing | [5 empty] | LOCKED | In-line Connection - No Plug Existing | #N/A | G | C2 | C2
| a) | 150mm |  | each | 1 |  | 0 |  | 150mmeach | #N/A | F0 | C2 | C2
| F.23 | Connecting Existing Copper Water Services to New Watermains | CW 2110-R11, E25 |  |  |  |  | LOCKED | Connecting Existing Copper Water Services to New WatermainsCW 2110-R11, E25 | #N/A | G | C2 | C2
| i) | 19mm |  | each | 24 |  | 0 |  | 19mmeach | #N/A | F0 | C2 | C2
| ii) | 25mm |  | each | 3 |  | 0 |  | 25mmeach | #N/A | F0 | C2 | C2
| F.24 | 10.9 Kilogram Sacrificial Zinc Anodes | CW 2110-R11 |  |  |  |  | LOCKED | 10.9 Kilogram Sacrificial Zinc AnodesCW 2110-R11 | #N/A | G | C2 | C2
| i) | On Water Services |  | each | 27 |  | 0 |  | On Water Serviceseach | #N/A | F0 | C2 | C2
| F.25 | Continuity Bonding | CW 2110-R11 | each | 13 |  | 0 |  | Continuity BondingCW 2110-R11each | #N/A | F0 | C2 | C2
|  | PROVISIONAL ITEMS | E26 |  |  |  |  | LOCKED | PROVISIONAL ITEMS | #N/A | G | C2 | C2
B154rl | F.26 | Concrete Curb Renewal | CW 3240-R10, E24 |  |  |  |  | LOCKED | B154rlConcrete Curb RenewalCW 3240-R10, E24 | #N/A | G | C2 | C2
B184rlA | i) | Type 1 Concrete Curb Ramp (8-12 mm reveal ht, Monolithic) | SD-229C,D | m | 5 |  | 0 |  | B184rlAType 1 Concrete Curb Ramp (8-12 mm reveal ht, Monolithic)SD-229C,Dm | #N/A | F0 | C2 | C2
| F.27 | Fittings | CW 2110-R11 |  |  |  |  | LOCKED | FittingsCW 2110-R11 | #N/A | G | C2 | C2
| i) | Bends (SD-005) | [5 empty] | LOCKED | Bends (SD-005) | #N/A | G | C2 | C2
| a) | 150mm - 45° |  | each | 2 |  | 0 |  | 150mm - 45°each | #N/A | F0 | C2 | C2
| b) | 200mm - 45° |  | each | 2 |  | 0 |  | 200mm - 45°each | #N/A | F0 | C2 | C2
| c) | 300mm - 45° |  | each | 2 |  | 0 |  | 300mm - 45°each | #N/A | F0 | C2 | C2
| F.28 | Water Services | CW 2110-R11 |  |  |  |  | LOCKED | Water ServicesCW 2110-R11 | #N/A | G | C2 | C2
| i) | 38mm | [5 empty] | LOCKED | 38mm | #N/A | G | C2 | C2
| a) | Trenchless Installation, Class B Sand Bedding, Class 3 Backfill |  | m | 10 |  | 0 |  | Trenchless Installation, Class B Sand Bedding, Class 3 Backfillm | #N/A | F0 | C2 | C2
| ii) | 50mm | [5 empty] | LOCKED | 50mm | #N/A | G | C2 | C2
| a) | Trenchless Installation, Class B Sand Bedding, Class 3 Backfill |  | m | 10 |  | 0 |  | Trenchless Installation, Class B Sand Bedding, Class 3 Backfillm | #N/A | F0 | C2 | C2
| F.29 | Corporation Stops | CW 2110-R11 |  |  |  |  | LOCKED | Corporation StopsCW 2110-R11 | #N/A | G | C2 | C2
| i) | 38mm |  | each | 1 |  | 0 |  | 38mmeach | #N/A | F0 | C2 | C2
| ii) | 50mm |  | each | 1 |  | 0 |  | 50mmeach | #N/A | F0 | C2 | C2
| F.30 | Curb Stops | CW 2110-R11 |  |  |  |  | LOCKED | Curb StopsCW 2110-R11 | #N/A | G | C2 | C2
| i) | 25mm |  | each | 1 |  | 0 |  | 25mmeach | #N/A | F0 | C2 | C2
| ii) | 38mm |  | each | 1 |  | 0 |  | 38mmeach | #N/A | F0 | C2 | C2
| iii) | 50mm |  | each | 1 |  | 0 |  | 50mmeach | #N/A | F0 | C2 | C2
| F.31 | Curb Stop Boxes | CW 2110-R11 |  |  |  |  | LOCKED | Curb Stop BoxesCW 2110-R11 | #N/A | G | C2 | C2
| i) | 25mm |  | each | 1 |  | 0 |  | 25mmeach | #N/A | F0 | C2 | C2
| ii) | 38mm |  | each | 1 |  | 0 |  | 38mmeach | #N/A | F0 | C2 | C2
| iii) | 50mm |  | each | 1 |  | 0 |  | 50mmeach | #N/A | F0 | C2 | C2
E072 | F.32 | Watermain and Water Service Insulation | CW 2110-R11, E28 |  |  |  |  | LOCKED | E072Watermain and Water Service InsulationCW 2110-R11, E28 | #N/A | G | C2 | C2
| i) | In a Trench (SD-018) | [5 empty] | LOCKED | In a Trench (SD-018) | #N/A | G | C2 | C2
| a) | 100mm thick |  | m² | 10 |  | 0 |  | 100mm thickm² | #N/A | F0 | C2 | C2
| F.33 | Connecting Existing Copper Water Services to New Watermains | CW 2110-R11, E25 |  |  |  |  | LOCKED | Connecting Existing Copper Water Services to New WatermainsCW 2110-R11, E25 | #N/A | G | C2 | C2
| i) | 38mm |  | each | 1 |  | 0 |  | 38mmeach | #N/A | F0 | C2 | C2
| ii) | 50mm |  | each | 1 |  | 0 |  | 50mmeach | #N/A | F0 | C2 | C2
| F.34 | Maintaining Curb Stop Excavations | CW 2110-R11 | each / day | 10 |  | 0 |  | Maintaining Curb Stop ExcavationsCW 2110-R11each /day | #N/A | F0 | C2 | C2
| F.35 | Regrading of Existing Sewer Service - Up to 1.5 metres Long | CW 2110-R11 |  |  |  |  | LOCKED | Regrading of Existing Sewer Service - Up to 1.5 metres LongCW 2110-R11 | #N/A | G | C2 | C2
| i) | 150mm |  | each | 5 |  | 0 |  | 150mmeach | #N/A | F0 | C2 | C2
| F.36 | Granular Backfill Material | CW 2030-R7 | m3 | 10 |  | 0 |  | Granular Backfill MaterialCW 2030-R7m3 | #N/A | F0 | C2 | C2
| F.37 | Cement Stabilized Fill | CW 2030-R7 | m3 | 10 |  | 0 |  | Cement Stabilized FillCW 2030-R7m3 | #N/A | F0 | C2 | C2
B124 | F.38 | Adjustment of Precast Sidewalk Blocks | CW 3235-R9 | m² | 10 |  | 0 |  | B124Adjustment of Precast Sidewalk BlocksCW 3235-R9m² | 194 | F0 | C2 | C2
| F.39 | Sodding | CW 3510-R10 | m² | 100 |  | 0 |  | SoddingCW 3510-R10m² | #N/A | F0 | C2 | C2
| F.40 | Cash Allowance | [5 empty] | LOCKED | Cash Allowance | #N/A | G | C2 | C2
| i) | Change in Contract Conditions | E3 | L.S | 1 |  | 0 |  | Change in Contract ConditionsL.S | #N/A | F0 | C2 | C2
[8 empty] | LOCKED |  | #N/A | G | C2 | C2
| F | CORYDON AVENUE AND HANDSART BOULEVARD WATERMAIN RENEWALS |  |  |  | Subtotal: | 0 | LOCKED | CORYDON AVENUE AND HANDSART BOULEVARD WATERMAIN RENEWALS | #N/A | G | C2 | C2
| G | MOBILIZATION /DEMOBILIZATION | [5 empty] | LOCKED | MOBILIZATION /DEMOBILIZATION | #N/A | G | C2 | C2
I001 | G.1 | Mobilization/Demobilization | E2 | L. sum | 1 |  | 0 |  | I001Mobilization/DemobilizationL. sum | #N/A | F0 | C2 | C2
| G | MOBILIZATION /DEMOBILIZATION |  |  |  | Subtotal: | 0 | LOCKED | MOBILIZATION /DEMOBILIZATION | #N/A | G | C2 | C2
|  | SUMMARY | [5 empty] | LOCKED | SUMMARY | #N/A | G | G | G
| PART 1 CITY FUNDED WORK | [6 empty] | LOCKED |  | #N/A | G | G | G
| A | PAVEMENT REHABILITATION: CORYDON AVENUE FROM SHAFTESBURY BOULEVARD TO KENASTON BOULEVARD |  |  |  | Subtotal: | 0 | LOCKED | PAVEMENT REHABILITATION: CORYDON AVENUE FROM SHAFTESBURY BOULEVARD TO KENASTON BOULEVARD | #N/A | G | C2 | C2
[6 empty] | (total price) PART 1 | 0 | LOCKED |  | #N/A | F0 | C2 | C2
| PART 2 TRANSIT IMPROVEMENTS | [6 empty] | LOCKED |  | #N/A | G | C2 | C2
| B | TRANSIT IMPROVEMENTS: CORYDON AVENUE FROM SHAFTESBURY BOULEVARD TO KENASTON BOULEVARD |  |  |  | Subtotal: | 0 | LOCKED | TRANSIT IMPROVEMENTS: CORYDON AVENUE FROM SHAFTESBURY BOULEVARD TO KENASTON BOULEVARD | #N/A | G | C2 | C2
[6 empty] | (total price) PART 2 | 0 | LOCKED |  | #N/A | F0 | C2 | C2
| PART 3 ACTIVE TRANSPORTATION IMPROVEMENTS | [6 empty] | LOCKED |  | #N/A | G | C2 | C2
| C | ACTIVE TRANSPORTATION IMPROVEMENTS: CORYDON AVENUE FROM PARK BOULEVARD TO EDGELAND BOULEVARD |  |  |  | Subtotal: | 0 | LOCKED | ACTIVE TRANSPORTATION IMPROVEMENTS: CORYDON AVENUE FROM PARK BOULEVARD TO EDGELAND BOULEVARD | #N/A | G | C2 | C2
| D | ACTIVE TRANSPORTATION IMPROVEMENTS: CORYDON AVENUE FROM EDGELAND BOULEVARD TO DONCASTER STREET |  |  |  | Subtotal: | 0 | LOCKED | ACTIVE TRANSPORTATION IMPROVEMENTS: CORYDON AVENUE FROM EDGELAND BOULEVARD TO DONCASTER STREET | #N/A | G | C2 | C2
[6 empty] | (total price) PART 3 | 0 | LOCKED |  | #N/A | F0 | C2 | C2
| PART 4 WATER AND WASTE WORK | [6 empty] | LOCKED |  | #N/A | G | C2 | C2
| E | WATER AND WASTE WORK |  |  |  | Subtotal: | 0 | LOCKED | WATER AND WASTE WORK | #N/A | G | C2 | C2
[6 empty] | (total price) PART 4 | 0 | LOCKED |  | #N/A | F0 | C2 | C2
| PART 5 WATERMAIN RENEWALS | [6 empty] | LOCKED |  | #N/A | G | G | C2
| F | CORYDON AVENUE AND HANDSART BOULEVARD WATERMAIN RENEWALS |  |  |  | Subtotal: | 0 | LOCKED | CORYDON AVENUE AND HANDSART BOULEVARD WATERMAIN RENEWALS | #N/A | G | C2 | C2
[6 empty] | (total price) PART 5 | 0 | LOCKED |  | #N/A | F0 | C2 | C2
| G | MOBILIZATION /DEMOBILIZATION |  |  |  | Total: | 0 | LOCKED | MOBILIZATION /DEMOBILIZATION | #N/A | G | C2 | C2
| TOTAL BID PRICE (GST extra) (in figures) |  |  |  |  | 0 |  | LOCKED |  | #N/A | G | C2 | G
[8 empty] | LOCKED |  | #N/A | G | C2 | G